## Interface
User Data Entry
Enter the following information, to the best of your ability
Annual Electrical Load | 5840 | kWh
Heating Fuel Type
Annual Heating Fuel use | 750 | Gallons
Efficiency current heat unit: | 0.8
Annual Maint Cost | 100
Remaining life (yrs) | 18
Replacement cost | 4000
Water Heating Method
House Sq Footage | 2200
Type of Building
Number of Occupants | 4
Discount Rate | 0.05 | [5 empty] | Output
Compare annualized costs of the status quo and any proposed changes
Green Technology Selection | [6 empty] | (those selected on the left) for financial, emissions, and health impacts.
Select or remove Green Technologies for your building. | [6 empty] | The purple bar below represents the summation of these three impact types.
Efficiency Measures: |  |  |  | Insulation
Compact Fluorescent Lighting |  |  |  | Roof/Ceiling
Incandescent Wattage | # to Replace | Bulb Use |  | Area (ft2) |  | R Value
40 |  |  |  | Current Insulation: |  | R13
60
75 |  |  |  | Update Insulation to: |  | R60
100
Wall
Refrigerator Replacement |  |  |  | Wall Area (ft2)
Replace your standard fridge with EnergyStar fridge of similar size |  |  |  | Current Insulation
Fridge size:
Volume (ft3): |  |  |  | Update Insulation to:
Windows
Currently have: |  |  |  | Efficiency Federal Tax Credit
Replace with: |  |  |  | % installed cost | 10% | more info
Number to replace |  |  |  | Tax Credit cap | 500
Covers both Windows and Insulation
Solar Technologies
Photovoltaics: | Panel Selection
|  |  |  | Rating of Array: | 0 | kW
| # of panels |  |  | Area of Array: | 0 | ft2
|  |  |  | To come close to covering the electric load for your building, you would need to install at least: | 5.84 | kW
| Commonwealth Solar Rebate ($/Watt) | 1 | more info
| Federal Tax Credit (% installed cost) | 30% | more info
No Tax Credit Cap
Solar Hot Water: |  |  |  | Collector Size: |  | ft2
| Federal Tax Credit (% installed cost) | 30% | more info
| Tax Credit Cap | 2000
Daylighting |  | Sq Ft of daylit rooms
|  | Number of skylights | 0 | Skylight0
Heating Technology
Geothermal | System Size
Geothermal heating requires a well. If you already have a well, enter 0. Else, enter the expected cost to dig a well.
| Well Cost: | 8000
| Federal Tax Credit (% installed cost) | 30% | more info
| Tax Credit Cap | 2000
Biomass: | System Size
Biodiesel | Fuel Type
Note: B100 Can be corrosive to gaskets and seals
Note on A3: Enterthe total number of kilowatt hours of electricity you use in a year. This information can be estimated from electric utility bills
Note on A4: Select the type of fuel you currently use to heat your home
Note on A5: Enter the amount of the selected fuel that you use in a year. Look to utility bills for an estimate.
Note on A6: If you know your heating unit's efficiency, enter it here. If you don't know it, enter one of the following: Oil: 0.9 Natural Gas: 0.8 Propane: 0.8 Electric: 0.9
Note on A7: Enter the amount you expect to pay per year to maintain your current heating system.
Note on A8: Enter the number of years remaining until you expect to replace your current heater.
Note on A9: Enter the amount you would expect to pay for a new heating system.
Note on A11: Select the fuel you use to heat water from the dropdown menu.
Note on A14: Enter the square footage of the living space of your building.
Note on A21: Enter the rate at which you want to discount future costs. If unsure, leave the default 0.05. A higher discount rate will put more emphasis on immediate returns, while a lower discount rate implies a more long term perspective.
Note on A39: Select the type of windows currently installed on your building
Note on A40: Select the type of windows you'd like to install on your building
Note on A44: Roof or ground mounted solar panels, which convert sunlight to electricity.
Note on A54: Solar hot water systems use heat from the sun to provide hot water to a building. Selecting "yes" will cause this tool to automatically select a system size, based on number of occupants.
Note on A59: Ben Ewing: Daylighting combines the use of skylights and electric lighting controls to maximize natural light and minimize electric lighting.
Note on A65: Ben Ewing: Geothermal heating makes use of consistent subterranean temperatures to heat a building. These systems require the excavation of a well.
Note on A73: Ben Ewing: Biomass heating uses the combustion of wood to heat a home. In this case, we consider a wood boiler that uses cordwood as fuel.
Note on A75: Biodiesel is a vegetable based biofuel. It can be burned by an oil burner without the purchase of new equipment. If you do not currently use oil, new equipment must be installed. The fuel blends are: B5: 5% biodiesel, 95% #2 oil B20: 20% biodiesel, 80% #2 oil B100: 100% biodiesel These blends differ in price and emissions.
Note on B27: For a given wattage level, enter the number of incandescent light bulbs you intend to replace with compact fluorescent light bulbs.
Note on B44: Select a panel type to add to your building. Panels differ by wattage, efficiency, and price.
Note on B46: Enter the number of panels you'd like to add to your house. Descriptive information regarding your selection will be displayed to the right.
Note on B50: The dollar/Watt rebate you are eligible for under the MTC Commonwealth Solar plan. Click the link for more information about this plan. Enter a different value if you feel you will qualify for a different rebate amount.
Note on B51: The federal tax credit you are eligible for as a result of a solar installation. Click the link for more information about this tax credit.
Note on C27: Select the option that best characterizes how long during the day the light bulbs are in use. Frequent = more than 6 hrs Infrequent = a half hour or less
Note on C59: Ben Ewing: Enter the total square footage of rooms you want to consider for daylighting.
Note on C61: Select the number of skylights to install. If "0" is the only option, more square footage is required for daylighting to be effective.
Note on E27: Enter the square footage of the ceiling or roof area you intend to insulate
Note on E28: Select the insulation level that best describes the current insulation in the roof/attic of your current structure. Associated R-values will be displayed to the right.
Note on E30: Select the level to which you will update the insulation in the roof/attic of your current structure. Associated R-values will be displayed to the right.
Note on E33: Enter the square footage of the wall area you intend to insulate.
Note on E34: Select the insulation level that best describes the current insulation in the walls of your current structure. Associated R-values will be displayed to the right.
Note on E36: Select the level to which you will update the insulation in the walls of your current structure. Associated R-values will be displayed to the right.

## Output
Current Selection | 2009-2030 |  | Status Quo
| Present Value | Annual Worth | Present Value | Annual Worth
Investment & Maintenance | 3017.8573 | 229.2682 | 3017.8573 | 229.2682
Utility Electrical Use | 10500.2438 | 797.7089 | 10500.2438 | 797.7089
Utility Fuel Use | 35176.5911 | 2672.3835 | 35176.5911 | 2672.3835
Avg Tons CO2/yr | 11.6861 |  | 11.6861
Avg Tons SO2/yr | 0.11698 |  | 0.11698
Avg Tons NOX/yr | 0.0070219 |  | 0.0070219
Total Financial Cost | 48694.6922 | 3699.3605 | 48694.6922 | 3699.3605
Emissions | 6038.8398 | 458.7737 | 6038.8398 | 458.7737
Health Impacts | 31252.248 | 2374.2492 | 31252.248 | 2374.2492
Charts:
Costs |  |  | Emissions
| Proposed Changes | Status Quo |  | Proposed Changes | Status Quo
Financial | 3699.3605 | 3699.3605 | Avg Tons CO2/yr | 11.6861 | 11.6861
Emissions | 458.7737 | 458.7737 | CO2 Dummy 1 | 0 | 0
Health Impacts | 2374.2492 | 2374.2492 | CO2 Dummy 2 | 0 | 0
Total Cost | 6532.3834 | 6532.3834 | Other Dummy 1 | 0 | 0
|  |  | Avg Tons SO2/yr | 0.11698 | 0.11698
|  |  | Avg Tons NOX/yr | 0.0070219 | 0.0070219
Health Impacts | Proposed Changes | Status Quo |  | Savings/Loss
Premature Mortality | 0.00033136 | 0.00033136 | Financial | 0
Chronic Bronchitis | 0.00021112 | 0.00021112 | Emissions | 0
Hospital + ER Visits | 0.00029893 | 0.00029893 | Health Impacts | 0
Asthma Attacks | 0.0068017 | 0.0068017 | Total Cost | 0
Respiratory Symptoms | 0.32615 | 0.32615
Work Loss Days | 0.059863 | 0.059863

## Costs
[5 empty] | Long Term Costs | [23 empty] | Status Quo Long Term Costs
Initial Costs: |  |  |  |  | 2009 | 2010 | 2011 | 2012 | 2013 | 2014 | 2015 | 2016 | 2017 | 2018 | 2019 | 2020 | 2021 | 2022 | 2023 | 2024 | 2025 | 2026 | 2027 | 2028 | 2029 | 2030 |  |  | 2009 | 2010 | 2011 | 2012 | 2013 | 2014 | 2015 | 2016 | 2017 | 2018 | 2019 | 2020 | 2021 | 2022 | 2023 | 2024 | 2025 | 2026 | 2027 | 2028 | 2029 | 2030
Investment | Cost ($) | Life Span (yr) | Selected? | PV | 1 | 2 | 3 | 4 | 5 | 6 | 7 | 8 | 9 | 10 | 11 | 12 | 13 | 14 | 15 | 16 | 17 | 18 | 19 | 20 | 21 | 22 |  |  | 1 | 2 | 3 | 4 | 5 | 6 | 7 | 8 | 9 | 10 | 11 | 12 | 13 | 14 | 15 | 16 | 17 | 18 | 19 | 20 | 21 | 22
Current Heater | 0 | 18 | Y | 3017.8573 | 100 | 100 | 100 | 100 | 100 | 100 | 100 | 100 | 100 | 100 | 100 | 100 | 100 | 100 | 100 | 100 | 4000 | 100 | 100 | 100 | 100 | 100 |  |  | 100 | 100 | 100 | 100 | 100 | 100 | 100 | 100 | 100 | 100 | 100 | 100 | 100 | 100 | 100 | 100 | 4000 | 100 | 100 | 100 | 100 | 100
Eff Tax Cr | 0 |  |  | 0
CFL |  | 9 | N | 0 | 0 | 0 | 0 | 0 | 0 | 0 | 0 | 0 | 0 | 0 | 0 | 0 | 0 | 0 | 0 | 0 | 0 | 0 | 0 | 0 | 0 | 0
Fridge |  | 13 | N | 0 | 0 | 0 | 0 | 0 | 0 | 0 | 0 | 0 | 0 | 0 | 0 | 0 | 0 | 0 | 0 | 0 | 0 | 0 | 0 | 0 | 0 | 0
Insulation | 0 | 25 | N | 0
Windows | 0 | 25 | N | 0
SHW | 0 | 30 | N | 0 | Long Term Costs 2018 10: 0; Long Term Costs 2028 20: 0
Daylighting | 0 | 25 | N | 0
Solar PV | 0 | 25 | N | 0
Geothermal | 0 | 25 | N | 0 | Long Term Costs 2010 2: 0; Long Term Costs 2012 4: 0; Long Term Costs 2014 6: 0; Long Term Costs 2016 8: 0; Long Term Costs 2018 10: 0; Long Term Costs 2020 12: 0; Long Term Costs 2022 14: 0; Long Term Costs 2024 16: 0; Long Term Costs 2026 18: 0; Long Term Costs 2028 20: 0; Long Term Costs 2030 22: 0
Biomass | 0 | 25 | N | 0 | 0 | 0 | 0 | 0 | 0 | 0 | 0 | 0 | 0 | 0 | 0 | 0 | 0 | 0 | 0 | 0 | 0 | 0 | 0 | 0 | 0 | 0
Biodiesel | 0 | 25 | N | 0 | 0 | 0 | 0 | 0 | 0 | 0 | 0 | 0 | 0 | 0 | 0 | 0 | 0 | 0 | 0 | 0 | 0 | 0 | 0 | 0 | 0 | 0
Biodiesel Fuel |  |  | N | 0 | 0 | 0 | 0 | 0 | 0 | 0 | 0 | 0 | 0 | 0 | 0 | 0 | 0 | 0 | 0 | 0 | 0 | 0 | 0 | 0 | 0 | 0
|  |  |  | total: | 100 | 100 | 100 | 100 | 100 | 100 | 100 | 100 | 100 | 100 | 100 | 100 | 100 | 100 | 100 | 100 | 4000 | 100 | 100 | 100 | 100 | 100
[28 empty] | PV of Inv & Maint: | 3017.8573
|  |  | PV of Inv & Maint: | 3017.8573 | [23 empty] | AW of Inv & Maint: | 229.2682
|  |  | AW of Inv & Maint: | 229.2682
[5 empty] | Long Term Costs 2009 1: Non Heat Electricity Use |  |  | Status Quo Electricity Use
[5 empty] | 2009 | 2010 | 2011 | 2012 | 2013 | 2014 | 2015 | 2016 | 2017 | 2018 | 2019 | 2020 | 2021 | 2022 | 2023 | 2024 | 2025 | 2026 | 2027 | 2028 | 2029 | 2030 |  |  | 2009 | 2010 | 2011 | 2012 | 2013 | 2014 | 2015 | 2016 | 2017 | 2018 | 2019 | 2020 | 2021 | 2022 | 2023 | 2024 | 2025 | 2026 | 2027 | 2028 | 2029 | 2030
Investment | Life Span (yr) | Selected? |  |  | 1 | 2 | 3 | 4 | 5 | 6 | 7 | 8 | 9 | 10 | 11 | 12 | 13 | 14 | 15 | 16 | 17 | 18 | 19 | 20 | 21 | 22 |  |  | 1 | 2 | 3 | 4 | 5 | 6 | 7 | 8 | 9 | 10 | 11 | 12 | 13 | 14 | 15 | 16 | 17 | 18 | 19 | 20 | 21 | 22
|  |  |  | Non Heat Electricity Required (kWh) | 5840 | 5840 | 5840 | 5840 | 5840 | 5840 | 5840 | 5840 | 5840 | 5840 | 5840 | 5840 | 5840 | 5840 | 5840 | 5840 | 5840 | 5840 | 5840 | 5840 | 5840 | 5840 |  |  | 5840 | 5840 | 5840 | 5840 | 5840 | 5840 | 5840 | 5840 | 5840 | 5840 | 5840 | 5840 | 5840 | 5840 | 5840 | 5840 | 5840 | 5840 | 5840 | 5840 | 5840 | 5840
CFL | 9 | N |  |  | 0 | 0 | 0 | 0 | 0 | 0 | 0 | 0 | 0 | 0 | 0 | 0 | 0 | 0 | 0 | 0 | 0 | 0 | 0 | 0 | 0 | 0
Fridge | 13 | N |  |  | 0 | 0 | 0 | 0 | 0 | 0 | 0 | 0 | 0 | 0 | 0 | 0 | 0 | 0 | 0 | 0 | 0 | 0 | 0 | 0 | 0 | 0
Daylighting | 25 | N |  |  | 0 | 0 | 0 | 0 | 0 | 0 | 0 | 0 | 0 | 0 | 0 | 0 | 0 | 0 | 0 | 0 | 0 | 0 | 0 | 0 | 0 | 0
Solar PV | 25 | N |  |  | 0 | 0 | 0 | 0 | 0 | 0 | 0 | 0 | 0 | 0 | 0 | 0 | 0 | 0 | 0 | 0 | 0 | 0 | 0 | 0 | 0 | 0
SHW | 30 | N |  |  | 0 | 0 | 0 | 0 | 0 | 0 | 0 | 0 | 0 | 0 | 0 | 0 | 0 | 0 | 0 | 0 | 0 | 0 | 0 | 0 | 0 | 0
Geothermal | 25 | N |  |  | 0 | 0 | 0 | 0 | 0 | 0 | 0 | 0 | 0 | 0 | 0 | 0 | 0 | 0 | 0 | 0 | 0 | 0 | 0 | 0 | 0 | 0
|  |  |  | Electricity coming from Utility (kWh) | 5840 | 5840 | 5840 | 5840 | 5840 | 5840 | 5840 | 5840 | 5840 | 5840 | 5840 | 5840 | 5840 | 5840 | 5840 | 5840 | 5840 | 5840 | 5840 | 5840 | 5840 | 5840
|  |  |  | Electricity Price (cent/kWh)* | 11.0445 | 10.4925 | 10.6567 | 10.6873 | 10.7746 | 10.8192 | 10.8368 | 10.8607 | 10.9261 | 11.0089 | 11.1045 | 11.1567 | 11.1543 | 11.2171 | 11.3025 | 11.4384 | 11.6222 | 11.7955 | 11.9636 | 12.0801 | 12.1607 | 12.2501 |  | Electricity Price (cent/kWh)* | 11.0445 | 10.4925 | 10.6567 | 10.6873 | 10.7746 | 10.8192 | 10.8368 | 10.8607 | 10.9261 | 11.0089 | 11.1045 | 11.1567 | 11.1543 | 11.2171 | 11.3025 | 11.4384 | 11.6222 | 11.7955 | 11.9636 | 12.0801 | 12.1607 | 12.2501
|  |  |  | Electricity Price multiplier | 1.23 | 1.23 | 1.23 | 1.23 | 1.23 | 1.23 | 1.23 | 1.23 | 1.23 | 1.23 | 1.23 | 1.23 | 1.23 | 1.23 | 1.23 | 1.23 | 1.23 | 1.23 | 1.23 | 1.23 | 1.23 | 1.23 |  | Electricity Price multiplier | 1.23 | 1.23 | 1.23 | 1.23 | 1.23 | 1.23 | 1.23 | 1.23 | 1.23 | 1.23 | 1.23 | 1.23 | 1.23 | 1.23 | 1.23 | 1.23 | 1.23 | 1.23 | 1.23 | 1.23 | 1.23 | 1.23
|  |  |  | Adjusted Electricity Price | 13.5847 | 12.9058 | 13.1077 | 13.1453 | 13.2528 | 13.3076 | 13.3293 | 13.3586 | 13.4391 | 13.5409 | 13.6585 | 13.7228 | 13.7198 | 13.797 | 13.902 | 14.0693 | 14.2953 | 14.5084 | 14.7153 | 14.8586 | 14.9576 | 15.0676 |  | Adjusted Electricity Price | 13.5847 | 12.9058 | 13.1077 | 13.1453 | 13.2528 | 13.3076 | 13.3293 | 13.3586 | 13.4391 | 13.5409 | 13.6585 | 13.7228 | 13.7198 | 13.797 | 13.902 | 14.0693 | 14.2953 | 14.5084 | 14.7153 | 14.8586 | 14.9576 | 15.0676
|  |  |  | Electricity Pmt ($) | 793.3485 | 753.6968 | 765.4887 | 767.6879 | 773.9646 | 777.1641 | 778.4293 | 780.1443 | 784.8462 | 790.791 | 797.6571 | 801.4088 | 801.2346 | 805.7454 | 811.8787 | 821.6451 | 834.8442 | 847.2928 | 859.3712 | 867.7395 | 873.5249 | 879.9467 |  | Electricity Pmt ($) | 793.3485 | 753.6968 | 765.4887 | 767.6879 | 773.9646 | 777.1641 | 778.4293 | 780.1443 | 784.8462 | 790.791 | 797.6571 | 801.4088 | 801.2346 | 805.7454 | 811.8787 | 821.6451 | 834.8442 | 847.2928 | 859.3712 | 867.7395 | 873.5249 | 879.9467
|  |  |  | *EIA aeotab8 | [23 empty] | Status Quo
[28 empty] | PV Util Elec | 10500.2438
|  |  | PV of Util Elec: | 10500.2438 | [23 empty] | AW Util Elec | 797.7089
|  |  | AW of Util Elec: | 797.7089
[5 empty] | Non Heat Electricity Use 2009 1: Heating Use |  |  | Status Quo Fuel Use
[5 empty] | 2009 | 2010 | 2011 | 2012 | 2013 | 2014 | 2015 | 2016 | 2017 | 2018 | 2019 | 2020 | 2021 | 2022 | 2023 | 2024 | 2025 | 2026 | 2027 | 2028 | 2029 | 2030 |  |  | 2009 | 2010 | 2011 | 2012 | 2013 | 2014 | 2015 | 2016 | 2017 | 2018 | 2019 | 2020 | 2021 | 2022 | 2023 | 2024 | 2025 | 2026 | 2027 | 2028 | 2029 | 2030
Investment | Life Span (yr) | Selected? |  |  | 1 | 2 | 3 | 4 | 5 | 6 | 7 | 8 | 9 | 10 | 11 | 12 | 13 | 14 | 15 | 16 | 17 | 18 | 19 | 20 | 21 | 22 |  |  | 1 | 2 | 3 | 4 | 5 | 6 | 7 | 8 | 9 | 10 | 11 | 12 | 13 | 14 | 15 | 16 | 17 | 18 | 19 | 20 | 21 | 22
|  |  |  | Non HW Heat Required (MMBtu) | 68.8457 | 68.8457 | 68.8457 | 68.8457 | 68.8457 | 68.8457 | 68.8457 | 68.8457 | 68.8457 | 68.8457 | 68.8457 | 68.8457 | 68.8457 | 68.8457 | 68.8457 | 68.8457 | 68.8457 | 68.8457 | 68.8457 | 68.8457 | 68.8457 | 68.8457 |  | Non HW Heat Required (MMBtu) | 68.8457 | 68.8457 | 68.8457 | 68.8457 | 68.8457 | 68.8457 | 68.8457 | 68.8457 | 68.8457 | 68.8457 | 68.8457 | 68.8457 | 68.8457 | 68.8457 | 68.8457 | 68.8457 | 68.8457 | 68.8457 | 68.8457 | 68.8457 | 68.8457 | 68.8457
Insulation | 25 | N |  |  | 0 | 0 | 0 | 0 | 0 | 0 | 0 | 0 | 0 | 0 | 0 | 0 | 0 | 0 | 0 | 0 | 0 | 0 | 0 | 0 | 0 | 0
Windows | 25 | N |  |  | 0 | 0 | 0 | 0 | 0 | 0 | 0 | 0 | 0 | 0 | 0 | 0 | 0 | 0 | 0 | 0 | 0 | 0 | 0 | 0 | 0 | 0
Geothermal | 25 | N |  |  | 0 | 0 | 0 | 0 | 0 | 0 | 0 | 0 | 0 | 0 | 0 | 0 | 0 | 0 | 0 | 0 | 0 | 0 | 0 | 0 | 0 | 0
Biomass | 25 | N |  |  | 0 | 0 | 0 | 0 | 0 | 0 | 0 | 0 | 0 | 0 | 0 | 0 | 0 | 0 | 0 | 0 | 0 | 0 | 0 | 0 | 0 | 0
Biodiesel | 25 | N |  |  | 0 | 0 | 0 | 0 | 0 | 0 | 0 | 0 | 0 | 0 | 0 | 0 | 0 | 0 | 0 | 0 | 0 | 0 | 0 | 0 | 0 | 0
Solar PV | 25 | N |  |  | 0 | 0 | 0 | 0 | 0 | 0 | 0 | 0 | 0 | 0 | 0 | 0 | 0 | 0 | 0 | 0 | 0 | 0 | 0 | 0 | 0 | 0
|  | Fuel: | Oil | Subtot | 68.8457 | 68.8457 | 68.8457 | 68.8457 | 68.8457 | 68.8457 | 68.8457 | 68.8457 | 68.8457 | 68.8457 | 68.8457 | 68.8457 | 68.8457 | 68.8457 | 68.8457 | 68.8457 | 68.8457 | 68.8457 | 68.8457 | 68.8457 | 68.8457 | 68.8457
|  |  |  | Adjust for Efficiency | 82.6149 | 82.6149 | 82.6149 | 82.6149 | 82.6149 | 82.6149 | 82.6149 | 82.6149 | 82.6149 | 82.6149 | 82.6149 | 82.6149 | 82.6149 | 82.6149 | 82.6149 | 82.6149 | 82.6149 | 82.6149 | 82.6149 | 82.6149 | 82.6149 | 82.6149 |  | Adjust for Efficiency | 82.6149 | 82.6149 | 82.6149 | 82.6149 | 82.6149 | 82.6149 | 82.6149 | 82.6149 | 82.6149 | 82.6149 | 82.6149 | 82.6149 | 82.6149 | 82.6149 | 82.6149 | 82.6149 | 82.6149 | 82.6149 | 82.6149 | 82.6149 | 82.6149 | 82.6149
|  |  |  | Fuel Price | 21.6751 | 20.9737 | 22.7591 | 24.3869 | 24.9841 | 26.9532 | 27.7245 | 28.075 | 28.1267 | 28.4775 | 28.6307 | 28.5127 | 28.5924 | 28.9733 | 29.2786 | 29.2834 | 29.5155 | 29.7687 | 30.1684 | 30.5802 | 31.251 | 31.5745 |  | Fuel Price | 21.6751 | 20.9737 | 22.7591 | 24.3869 | 24.9841 | 26.9532 | 27.7245 | 28.075 | 28.1267 | 28.4775 | 28.6307 | 28.5127 | 28.5924 | 28.9733 | 29.2786 | 29.2834 | 29.5155 | 29.7687 | 30.1684 | 30.5802 | 31.251 | 31.5745
|  |  |  | Total: | 1790.6848 | 1732.7404 | 1880.2432 | 2014.7197 | 2064.0578 | 2226.7319 | 2290.4541 | 2319.4133 | 2323.6867 | 2352.6672 | 2365.3225 | 2355.5691 | 2362.1612 | 2393.6277 | 2418.8498 | 2419.2425 | 2438.4186 | 2459.3361 | 2492.3598 | 2526.378 | 2581.7942 | 2608.5231 |  | Total: | 1790.6848 | 1732.7404 | 1880.2432 | 2014.7197 | 2064.0578 | 2226.7319 | 2290.4541 | 2319.4133 | 2323.6867 | 2352.6672 | 2365.3225 | 2355.5691 | 2362.1612 | 2393.6277 | 2418.8498 | 2419.2425 | 2438.4186 | 2459.3361 | 2492.3598 | 2526.378 | 2581.7942 | 2608.5231
|  |  |  | HW Heat Required (MMBtu) | 13.9543 | 13.9543 | 13.9543 | 13.9543 | 13.9543 | 13.9543 | 13.9543 | 13.9543 | 13.9543 | 13.9543 | 13.9543 | 13.9543 | 13.9543 | 13.9543 | 13.9543 | 13.9543 | 13.9543 | 13.9543 | 13.9543 | 13.9543 | 13.9543 | 13.9543 |  | HW Heat Required (MMBtu) | 13.9543 | 13.9543 | 13.9543 | 13.9543 | 13.9543 | 13.9543 | 13.9543 | 13.9543 | 13.9543 | 13.9543 | 13.9543 | 13.9543 | 13.9543 | 13.9543 | 13.9543 | 13.9543 | 13.9543 | 13.9543 | 13.9543 | 13.9543 | 13.9543 | 13.9543
SHW | 30 | N |  |  | 0 | 0 | 0 | 0 | 0 | 0 | 0 | 0 | 0 | 0 | 0 | 0 | 0 | 0 | 0 | 0 | 0 | 0 | 0 | 0 | 0 | 0
Solar PV | 25 | N |  |  | 0 | 0 | 0 | 0 | 0 | 0 | 0 | 0 | 0 | 0 | 0 | 0 | 0 | 0 | 0 | 0 | 0 | 0 | 0 | 0 | 0 | 0
|  | Fuel | Oil | Subtot | 13.9543 | 13.9543 | 13.9543 | 13.9543 | 13.9543 | 13.9543 | 13.9543 | 13.9543 | 13.9543 | 13.9543 | 13.9543 | 13.9543 | 13.9543 | 13.9543 | 13.9543 | 13.9543 | 13.9543 | 13.9543 | 13.9543 | 13.9543 | 13.9543 | 13.9543
|  |  |  | Adjust for Efficiency | 16.7451 | 16.7451 | 16.7451 | 16.7451 | 16.7451 | 16.7451 | 16.7451 | 16.7451 | 16.7451 | 16.7451 | 16.7451 | 16.7451 | 16.7451 | 16.7451 | 16.7451 | 16.7451 | 16.7451 | 16.7451 | 16.7451 | 16.7451 | 16.7451 | 16.7451 |  | Adjust for Efficiency | 16.7451 | 16.7451 | 16.7451 | 16.7451 | 16.7451 | 16.7451 | 16.7451 | 16.7451 | 16.7451 | 16.7451 | 16.7451 | 16.7451 | 16.7451 | 16.7451 | 16.7451 | 16.7451 | 16.7451 | 16.7451 | 16.7451 | 16.7451 | 16.7451 | 16.7451
|  |  |  | Fuel Price | 21.6751 | 20.9737 | 22.7591 | 24.3869 | 24.9841 | 26.9532 | 27.7245 | 28.075 | 28.1267 | 28.4775 | 28.6307 | 28.5127 | 28.5924 | 28.9733 | 29.2786 | 29.2834 | 29.5155 | 29.7687 | 30.1684 | 30.5802 | 31.251 | 31.5745 |  | Fuel Price | 21.6751 | 20.9737 | 22.7591 | 24.3869 | 24.9841 | 26.9532 | 27.7245 | 28.075 | 28.1267 | 28.4775 | 28.6307 | 28.5127 | 28.5924 | 28.9733 | 29.2786 | 29.2834 | 29.5155 | 29.7687 | 30.1684 | 30.5802 | 31.251 | 31.5745
|  |  |  | Total: | 362.9525 | 351.2078 | 381.1051 | 408.362 | 418.3623 | 451.3346 | 464.2504 | 470.1201 | 470.9863 | 476.8603 | 479.4254 | 477.4485 | 478.7846 | 485.1626 | 490.2748 | 490.3544 | 494.2412 | 498.4809 | 505.1745 | 512.0696 | 523.3019 | 528.7196 |  | Total | 362.9525 | 351.2078 | 381.1051 | 408.362 | 418.3623 | 451.3346 | 464.2504 | 470.1201 | 470.9863 | 476.8603 | 479.4254 | 477.4485 | 478.7846 | 485.1626 | 490.2748 | 490.3544 | 494.2412 | 498.4809 | 505.1745 | 512.0696 | 523.3019 | 528.7196
|  |  |  | Fuel Total: | 2153.6373 | 2083.9482 | 2261.3482 | 2423.0817 | 2482.4202 | 2678.0665 | 2754.7045 | 2789.5334 | 2794.673 | 2829.5276 | 2844.7479 | 2833.0176 | 2840.9458 | 2878.7902 | 2909.1247 | 2909.5969 | 2932.6598 | 2957.817 | 2997.5343 | 3038.4476 | 3105.0961 | 3137.2427 |  | Heat Total | 2153.6373 | 2083.9482 | 2261.3482 | 2423.0817 | 2482.4202 | 2678.0665 | 2754.7045 | 2789.5334 | 2794.673 | 2829.5276 | 2844.7479 | 2833.0176 | 2840.9458 | 2878.7902 | 2909.1247 | 2909.5969 | 2932.6598 | 2957.817 | 2997.5343 | 3038.4476 | 3105.0961 | 3137.2427
|  |  | PV of Util Heat: | 35176.5911 | [23 empty] | PV Fuel Util: | 35176.5911
|  |  | AW of Util Heat: | 2672.3835 | [23 empty] | AW Fuel Util: | 2672.3835
Status Quo
|  |  |  | Emissions from Electricity | [23 empty] | Emissions from Electricity
|  |  |  | CO2 (lb) | 7551.12 | 7551.12 | 7551.12 | 7551.12 | 7551.12 | 7551.12 | 7551.12 | 7551.12 | 7551.12 | 7551.12 | 7551.12 | 7551.12 | 7551.12 | 7551.12 | 7551.12 | 7551.12 | 7551.12 | 7551.12 | 7551.12 | 7551.12 | 7551.12 | 7551.12 |  | CO2 (lb) | 7551.12 | 7551.12 | 7551.12 | 7551.12 | 7551.12 | 7551.12 | 7551.12 | 7551.12 | 7551.12 | 7551.12 | 7551.12 | 7551.12 | 7551.12 | 7551.12 | 7551.12 | 7551.12 | 7551.12 | 7551.12 | 7551.12 | 7551.12 | 7551.12 | 7551.12
|  |  |  | SO2 (lb) | 32.4529 | 32.4529 | 32.4529 | 32.4529 | 32.4529 | 32.4529 | 32.4529 | 32.4529 | 32.4529 | 32.4529 | 32.4529 | 32.4529 | 32.4529 | 32.4529 | 32.4529 | 32.4529 | 32.4529 | 32.4529 | 32.4529 | 32.4529 | 32.4529 | 32.4529 |  | SO2 (lb) | 32.4529 | 32.4529 | 32.4529 | 32.4529 | 32.4529 | 32.4529 | 32.4529 | 32.4529 | 32.4529 | 32.4529 | 32.4529 | 32.4529 | 32.4529 | 32.4529 | 32.4529 | 32.4529 | 32.4529 | 32.4529 | 32.4529 | 32.4529 | 32.4529 | 32.4529
|  |  |  | NOX (lb) | 1.2264 | 1.2264 | 1.2264 | 1.2264 | 1.2264 | 1.2264 | 1.2264 | 1.2264 | 1.2264 | 1.2264 | 1.2264 | 1.2264 | 1.2264 | 1.2264 | 1.2264 | 1.2264 | 1.2264 | 1.2264 | 1.2264 | 1.2264 | 1.2264 | 1.2264 |  | NOX (lb) | 1.2264 | 1.2264 | 1.2264 | 1.2264 | 1.2264 | 1.2264 | 1.2264 | 1.2264 | 1.2264 | 1.2264 | 1.2264 | 1.2264 | 1.2264 | 1.2264 | 1.2264 | 1.2264 | 1.2264 | 1.2264 | 1.2264 | 1.2264 | 1.2264 | 1.2264
|  |  |  | Emissions from Fuel | [23 empty] | Emisssions from Fuel
|  |  |  | Space Heating | [23 empty] | Space Heating
|  |  |  | CO2 (lb) | 13154.7638 | 13154.7638 | 13154.7638 | 13154.7638 | 13154.7638 | 13154.7638 | 13154.7638 | 13154.7638 | 13154.7638 | 13154.7638 | 13154.7638 | 13154.7638 | 13154.7638 | 13154.7638 | 13154.7638 | 13154.7638 | 13154.7638 | 13154.7638 | 13154.7638 | 13154.7638 | 13154.7638 | 13154.7638 |  | CO2 (lb) | 13154.7638 | 13154.7638 | 13154.7638 | 13154.7638 | 13154.7638 | 13154.7638 | 13154.7638 | 13154.7638 | 13154.7638 | 13154.7638 | 13154.7638 | 13154.7638 | 13154.7638 | 13154.7638 | 13154.7638 | 13154.7638 | 13154.7638 | 13154.7638 | 13154.7638 | 13154.7638 | 13154.7638 | 13154.7638
|  |  |  | SO2 (lb) | 167.5429 | 167.5429 | 167.5429 | 167.5429 | 167.5429 | 167.5429 | 167.5429 | 167.5429 | 167.5429 | 167.5429 | 167.5429 | 167.5429 | 167.5429 | 167.5429 | 167.5429 | 167.5429 | 167.5429 | 167.5429 | 167.5429 | 167.5429 | 167.5429 | 167.5429 |  | SO2 (lb) | 167.5429 | 167.5429 | 167.5429 | 167.5429 | 167.5429 | 167.5429 | 167.5429 | 167.5429 | 167.5429 | 167.5429 | 167.5429 | 167.5429 | 167.5429 | 167.5429 | 167.5429 | 167.5429 | 167.5429 | 167.5429 | 167.5429 | 167.5429 | 167.5429 | 167.5429
|  |  |  | NOX (lb) | 10.6573 | 10.6573 | 10.6573 | 10.6573 | 10.6573 | 10.6573 | 10.6573 | 10.6573 | 10.6573 | 10.6573 | 10.6573 | 10.6573 | 10.6573 | 10.6573 | 10.6573 | 10.6573 | 10.6573 | 10.6573 | 10.6573 | 10.6573 | 10.6573 | 10.6573 |  | NOX (lb) | 10.6573 | 10.6573 | 10.6573 | 10.6573 | 10.6573 | 10.6573 | 10.6573 | 10.6573 | 10.6573 | 10.6573 | 10.6573 | 10.6573 | 10.6573 | 10.6573 | 10.6573 | 10.6573 | 10.6573 | 10.6573 | 10.6573 | 10.6573 | 10.6573 | 10.6573
|  |  | None | Biodiesel
|  |  |  | CO2 (lb) | 0 | 0 | 0 | 0 | 0 | 0 | 0 | 0 | 0 | 0 | 0 | 0 | 0 | 0 | 0 | 0 | 0 | 0 | 0 | 0 | 0 | 0
|  |  |  | SO2 (lb) | 0 | 0 | 0 | 0 | 0 | 0 | 0 | 0 | 0 | 0 | 0 | 0 | 0 | 0 | 0 | 0 | 0 | 0 | 0 | 0 | 0 | 0
|  |  |  | NOX (lb) | 0 | 0 | 0 | 0 | 0 | 0 | 0 | 0 | 0 | 0 | 0 | 0 | 0 | 0 | 0 | 0 | 0 | 0 | 0 | 0 | 0 | 0
|  |  | N | Biomass*
|  |  |  | SO2 (lb) | 0 | 0 | 0 | 0 | 0 | 0 | 0 | 0 | 0 | 0 | 0 | 0 | 0 | 0 | 0 | 0 | 0 | 0 | 0 | 0 | 0 | 0
|  |  |  | NOX (lb) | 0 | 0 | 0 | 0 | 0 | 0 | 0 | 0 | 0 | 0 | 0 | 0 | 0 | 0 | 0 | 0 | 0 | 0 | 0 | 0 | 0 | 0
*emissions factors used here come from Residential Wood Burning Emissions in British Columbia (changed to lb/ton from kg/tonne)
|  |  |  | Water Heating | [23 empty] | Water Heating
|  |  |  | CO2 (lb) | 2666.329 | 2666.329 | 2666.329 | 2666.329 | 2666.329 | 2666.329 | 2666.329 | 2666.329 | 2666.329 | 2666.329 | 2666.329 | 2666.329 | 2666.329 | 2666.329 | 2666.329 | 2666.329 | 2666.329 | 2666.329 | 2666.329 | 2666.329 | 2666.329 | 2666.329 |  | CO2 (lb) | 2666.329 | 2666.329 | 2666.329 | 2666.329 | 2666.329 | 2666.329 | 2666.329 | 2666.329 | 2666.329 | 2666.329 | 2666.329 | 2666.329 | 2666.329 | 2666.329 | 2666.329 | 2666.329 | 2666.329 | 2666.329 | 2666.329 | 2666.329 | 2666.329 | 2666.329
|  |  |  | SO2 (lb) | 33.9591 | 33.9591 | 33.9591 | 33.9591 | 33.9591 | 33.9591 | 33.9591 | 33.9591 | 33.9591 | 33.9591 | 33.9591 | 33.9591 | 33.9591 | 33.9591 | 33.9591 | 33.9591 | 33.9591 | 33.9591 | 33.9591 | 33.9591 | 33.9591 | 33.9591 |  | SO2 (lb) | 33.9591 | 33.9591 | 33.9591 | 33.9591 | 33.9591 | 33.9591 | 33.9591 | 33.9591 | 33.9591 | 33.9591 | 33.9591 | 33.9591 | 33.9591 | 33.9591 | 33.9591 | 33.9591 | 33.9591 | 33.9591 | 33.9591 | 33.9591 | 33.9591 | 33.9591
|  |  |  | NOX (lb) | 2.1601 | 2.1601 | 2.1601 | 2.1601 | 2.1601 | 2.1601 | 2.1601 | 2.1601 | 2.1601 | 2.1601 | 2.1601 | 2.1601 | 2.1601 | 2.1601 | 2.1601 | 2.1601 | 2.1601 | 2.1601 | 2.1601 | 2.1601 | 2.1601 | 2.1601 |  | NOX (lb) | 2.1601 | 2.1601 | 2.1601 | 2.1601 | 2.1601 | 2.1601 | 2.1601 | 2.1601 | 2.1601 | 2.1601 | 2.1601 | 2.1601 | 2.1601 | 2.1601 | 2.1601 | 2.1601 | 2.1601 | 2.1601 | 2.1601 | 2.1601 | 2.1601 | 2.1601
|  |  |  | Total Emissions: | [23 empty] | Total Emissions:
|  |  |  | CO2 (lb) | 23372.2128 | 23372.2128 | 23372.2128 | 23372.2128 | 23372.2128 | 23372.2128 | 23372.2128 | 23372.2128 | 23372.2128 | 23372.2128 | 23372.2128 | 23372.2128 | 23372.2128 | 23372.2128 | 23372.2128 | 23372.2128 | 23372.2128 | 23372.2128 | 23372.2128 | 23372.2128 | 23372.2128 | 23372.2128 |  | CO2 (lb) | 23372.2128 | 23372.2128 | 23372.2128 | 23372.2128 | 23372.2128 | 23372.2128 | 23372.2128 | 23372.2128 | 23372.2128 | 23372.2128 | 23372.2128 | 23372.2128 | 23372.2128 | 23372.2128 | 23372.2128 | 23372.2128 | 23372.2128 | 23372.2128 | 23372.2128 | 23372.2128 | 23372.2128 | 23372.2128
|  |  |  | SO2 (lb) | 233.955 | 233.955 | 233.955 | 233.955 | 233.955 | 233.955 | 233.955 | 233.955 | 233.955 | 233.955 | 233.955 | 233.955 | 233.955 | 233.955 | 233.955 | 233.955 | 233.955 | 233.955 | 233.955 | 233.955 | 233.955 | 233.955 |  | SO2 (lb) | 233.955 | 233.955 | 233.955 | 233.955 | 233.955 | 233.955 | 233.955 | 233.955 | 233.955 | 233.955 | 233.955 | 233.955 | 233.955 | 233.955 | 233.955 | 233.955 | 233.955 | 233.955 | 233.955 | 233.955 | 233.955 | 233.955
|  |  |  | NOX (lb) | 14.0438 | 14.0438 | 14.0438 | 14.0438 | 14.0438 | 14.0438 | 14.0438 | 14.0438 | 14.0438 | 14.0438 | 14.0438 | 14.0438 | 14.0438 | 14.0438 | 14.0438 | 14.0438 | 14.0438 | 14.0438 | 14.0438 | 14.0438 | 14.0438 | 14.0438 |  | NOX (lb) | 14.0438 | 14.0438 | 14.0438 | 14.0438 | 14.0438 | 14.0438 | 14.0438 | 14.0438 | 14.0438 | 14.0438 | 14.0438 | 14.0438 | 14.0438 | 14.0438 | 14.0438 | 14.0438 | 14.0438 | 14.0438 | 14.0438 | 14.0438 | 14.0438 | 14.0438
Allowances ($/ton) |  |  |  | Emissions Price ($/ton) | [23 empty] | Emissions Price ($/ton)
CO2 | 32 |  |  | CO2 | 32 | 32 | 32 | 32 | 32 | 32 | 32 | 32 | 32 | 32 | 32 | 32 | 32 | 32 | 32 | 32 | 32 | 32 | 32 | 32 | 32 | 32 |  | CO2 | 32 | 32 | 32 | 32 | 32 | 32 | 32 | 32 | 32 | 32 | 32 | 32 | 32 | 32 | 32 | 32 | 32 | 32 | 32 | 32 | 32 | 32
SO2 | 548 |  |  | SO2 | 548 | 548 | 548 | 548 | 548 | 548 | 548 | 548 | 548 | 548 | 548 | 548 | 548 | 548 | 548 | 548 | 548 | 548 | 548 | 548 | 548 | 548 |  | SO2 | 548 | 548 | 548 | 548 | 548 | 548 | 548 | 548 | 548 | 548 | 548 | 548 | 548 | 548 | 548 | 548 | 548 | 548 | 548 | 548 | 548 | 548
NOx | 2950 |  |  | NOx | 2950 | 2950 | 2950 | 2950 | 2950 | 2950 | 2950 | 2950 | 2950 | 2950 | 2950 | 2950 | 2950 | 2950 | 2950 | 2950 | 2950 | 2950 | 2950 | 2950 | 2950 | 2950 |  | NOx | 2950 | 2950 | 2950 | 2950 | 2950 | 2950 | 2950 | 2950 | 2950 | 2950 | 2950 | 2950 | 2950 | 2950 | 2950 | 2950 | 2950 | 2950 | 2950 | 2950 | 2950 | 2950
|  |  |  | Emissions Value: | [23 empty] | Emissions Value:
|  |  |  | CO2 | 373.9554 | 373.9554 | 373.9554 | 373.9554 | 373.9554 | 373.9554 | 373.9554 | 373.9554 | 373.9554 | 373.9554 | 373.9554 | 373.9554 | 373.9554 | 373.9554 | 373.9554 | 373.9554 | 373.9554 | 373.9554 | 373.9554 | 373.9554 | 373.9554 | 373.9554 |  | CO2 | 373.9554 | 373.9554 | 373.9554 | 373.9554 | 373.9554 | 373.9554 | 373.9554 | 373.9554 | 373.9554 | 373.9554 | 373.9554 | 373.9554 | 373.9554 | 373.9554 | 373.9554 | 373.9554 | 373.9554 | 373.9554 | 373.9554 | 373.9554 | 373.9554 | 373.9554
|  |  |  | SO2 | 64.1037 | 64.1037 | 64.1037 | 64.1037 | 64.1037 | 64.1037 | 64.1037 | 64.1037 | 64.1037 | 64.1037 | 64.1037 | 64.1037 | 64.1037 | 64.1037 | 64.1037 | 64.1037 | 64.1037 | 64.1037 | 64.1037 | 64.1037 | 64.1037 | 64.1037 |  | SO2 | 64.1037 | 64.1037 | 64.1037 | 64.1037 | 64.1037 | 64.1037 | 64.1037 | 64.1037 | 64.1037 | 64.1037 | 64.1037 | 64.1037 | 64.1037 | 64.1037 | 64.1037 | 64.1037 | 64.1037 | 64.1037 | 64.1037 | 64.1037 | 64.1037 | 64.1037
|  |  |  | NOx | 20.7147 | 20.7147 | 20.7147 | 20.7147 | 20.7147 | 20.7147 | 20.7147 | 20.7147 | 20.7147 | 20.7147 | 20.7147 | 20.7147 | 20.7147 | 20.7147 | 20.7147 | 20.7147 | 20.7147 | 20.7147 | 20.7147 | 20.7147 | 20.7147 | 20.7147 |  | NOx | 20.7147 | 20.7147 | 20.7147 | 20.7147 | 20.7147 | 20.7147 | 20.7147 | 20.7147 | 20.7147 | 20.7147 | 20.7147 | 20.7147 | 20.7147 | 20.7147 | 20.7147 | 20.7147 | 20.7147 | 20.7147 | 20.7147 | 20.7147 | 20.7147 | 20.7147
|  |  |  | Total | 458.7737 | 458.7737 | 458.7737 | 458.7737 | 458.7737 | 458.7737 | 458.7737 | 458.7737 | 458.7737 | 458.7737 | 458.7737 | 458.7737 | 458.7737 | 458.7737 | 458.7737 | 458.7737 | 458.7737 | 458.7737 | 458.7737 | 458.7737 | 458.7737 | 458.7737 |  | Total | 458.7737 | 458.7737 | 458.7737 | 458.7737 | 458.7737 | 458.7737 | 458.7737 | 458.7737 | 458.7737 | 458.7737 | 458.7737 | 458.7737 | 458.7737 | 458.7737 | 458.7737 | 458.7737 | 458.7737 | 458.7737 | 458.7737 | 458.7737 | 458.7737 | 458.7737
Status Quo
|  |  | PV of Emissions: | 6038.8398 | [23 empty] | PV Emissions: | 6038.8398
|  |  | AW of Emissions: | 458.7737 | [23 empty] | AW Emissions: | 458.7737
Status Quo
|  |  |  | Human Health Impacts | [23 empty] | Human Health Impacts
|  |  |  | Incidence | [23 empty] | Incidence
|  |  |  | Premature Mortality | 0.00033136 | 0.00033136 | 0.00033136 | 0.00033136 | 0.00033136 | 0.00033136 | 0.00033136 | 0.00033136 | 0.00033136 | 0.00033136 | 0.00033136 | 0.00033136 | 0.00033136 | 0.00033136 | 0.00033136 | 0.00033136 | 0.00033136 | 0.00033136 | 0.00033136 | 0.00033136 | 0.00033136 | 0.00033136 |  | Premature Mortality | 0.00033136 | 0.00033136 | 0.00033136 | 0.00033136 | 0.00033136 | 0.00033136 | 0.00033136 | 0.00033136 | 0.00033136 | 0.00033136 | 0.00033136 | 0.00033136 | 0.00033136 | 0.00033136 | 0.00033136 | 0.00033136 | 0.00033136 | 0.00033136 | 0.00033136 | 0.00033136 | 0.00033136 | 0.00033136
|  |  |  | Chronic Bronchitis | 0.00021112 | 0.00021112 | 0.00021112 | 0.00021112 | 0.00021112 | 0.00021112 | 0.00021112 | 0.00021112 | 0.00021112 | 0.00021112 | 0.00021112 | 0.00021112 | 0.00021112 | 0.00021112 | 0.00021112 | 0.00021112 | 0.00021112 | 0.00021112 | 0.00021112 | 0.00021112 | 0.00021112 | 0.00021112 |  | Chronic Bronchitis | 0.00021112 | 0.00021112 | 0.00021112 | 0.00021112 | 0.00021112 | 0.00021112 | 0.00021112 | 0.00021112 | 0.00021112 | 0.00021112 | 0.00021112 | 0.00021112 | 0.00021112 | 0.00021112 | 0.00021112 | 0.00021112 | 0.00021112 | 0.00021112 | 0.00021112 | 0.00021112 | 0.00021112 | 0.00021112
|  |  |  | Hospital + ER Visits | 0.00029893 | 0.00029893 | 0.00029893 | 0.00029893 | 0.00029893 | 0.00029893 | 0.00029893 | 0.00029893 | 0.00029893 | 0.00029893 | 0.00029893 | 0.00029893 | 0.00029893 | 0.00029893 | 0.00029893 | 0.00029893 | 0.00029893 | 0.00029893 | 0.00029893 | 0.00029893 | 0.00029893 | 0.00029893 |  | Hospital + ER Visits | 0.00029893 | 0.00029893 | 0.00029893 | 0.00029893 | 0.00029893 | 0.00029893 | 0.00029893 | 0.00029893 | 0.00029893 | 0.00029893 | 0.00029893 | 0.00029893 | 0.00029893 | 0.00029893 | 0.00029893 | 0.00029893 | 0.00029893 | 0.00029893 | 0.00029893 | 0.00029893 | 0.00029893 | 0.00029893
|  |  |  | Asthma Attacks | 0.0068017 | 0.0068017 | 0.0068017 | 0.0068017 | 0.0068017 | 0.0068017 | 0.0068017 | 0.0068017 | 0.0068017 | 0.0068017 | 0.0068017 | 0.0068017 | 0.0068017 | 0.0068017 | 0.0068017 | 0.0068017 | 0.0068017 | 0.0068017 | 0.0068017 | 0.0068017 | 0.0068017 | 0.0068017 |  | Asthma Attacks | 0.0068017 | 0.0068017 | 0.0068017 | 0.0068017 | 0.0068017 | 0.0068017 | 0.0068017 | 0.0068017 | 0.0068017 | 0.0068017 | 0.0068017 | 0.0068017 | 0.0068017 | 0.0068017 | 0.0068017 | 0.0068017 | 0.0068017 | 0.0068017 | 0.0068017 | 0.0068017 | 0.0068017 | 0.0068017
|  |  |  | Respiratory Symptoms | 0.32615 | 0.32615 | 0.32615 | 0.32615 | 0.32615 | 0.32615 | 0.32615 | 0.32615 | 0.32615 | 0.32615 | 0.32615 | 0.32615 | 0.32615 | 0.32615 | 0.32615 | 0.32615 | 0.32615 | 0.32615 | 0.32615 | 0.32615 | 0.32615 | 0.32615 |  | Respiratory Symptoms | 0.32615 | 0.32615 | 0.32615 | 0.32615 | 0.32615 | 0.32615 | 0.32615 | 0.32615 | 0.32615 | 0.32615 | 0.32615 | 0.32615 | 0.32615 | 0.32615 | 0.32615 | 0.32615 | 0.32615 | 0.32615 | 0.32615 | 0.32615 | 0.32615 | 0.32615
|  |  |  | Work Loss Days | 0.059863 | 0.059863 | 0.059863 | 0.059863 | 0.059863 | 0.059863 | 0.059863 | 0.059863 | 0.059863 | 0.059863 | 0.059863 | 0.059863 | 0.059863 | 0.059863 | 0.059863 | 0.059863 | 0.059863 | 0.059863 | 0.059863 | 0.059863 | 0.059863 | 0.059863 |  | Work Loss Days | 0.059863 | 0.059863 | 0.059863 | 0.059863 | 0.059863 | 0.059863 | 0.059863 | 0.059863 | 0.059863 | 0.059863 | 0.059863 | 0.059863 | 0.059863 | 0.059863 | 0.059863 | 0.059863 | 0.059863 | 0.059863 | 0.059863 | 0.059863 | 0.059863 | 0.059863
Direct
|  |  |  | Premature Mortality | 99.2961 | 99.2961 | 99.2961 | 99.2961 | 99.2961 | 99.2961 | 99.2961 | 99.2961 | 99.2961 | 99.2961 | 99.2961 | 99.2961 | 99.2961 | 99.2961 | 99.2961 | 99.2961 | 99.2961 | 99.2961 | 99.2961 | 99.2961 | 99.2961 | 99.2961 |  | Premature Mortality | 99.2961 | 99.2961 | 99.2961 | 99.2961 | 99.2961 | 99.2961 | 99.2961 | 99.2961 | 99.2961 | 99.2961 | 99.2961 | 99.2961 | 99.2961 | 99.2961 | 99.2961 | 99.2961 | 99.2961 | 99.2961 | 99.2961 | 99.2961 | 99.2961 | 99.2961
|  |  |  | Chronic Bronchitis | 25.5489 | 25.5489 | 25.5489 | 25.5489 | 25.5489 | 25.5489 | 25.5489 | 25.5489 | 25.5489 | 25.5489 | 25.5489 | 25.5489 | 25.5489 | 25.5489 | 25.5489 | 25.5489 | 25.5489 | 25.5489 | 25.5489 | 25.5489 | 25.5489 | 25.5489 |  | Chronic Bronchitis | 25.5489 | 25.5489 | 25.5489 | 25.5489 | 25.5489 | 25.5489 | 25.5489 | 25.5489 | 25.5489 | 25.5489 | 25.5489 | 25.5489 | 25.5489 | 25.5489 | 25.5489 | 25.5489 | 25.5489 | 25.5489 | 25.5489 | 25.5489 | 25.5489 | 25.5489
|  |  |  | Hospital + ER Visits | 3.1365 | 3.1365 | 3.1365 | 3.1365 | 3.1365 | 3.1365 | 3.1365 | 3.1365 | 3.1365 | 3.1365 | 3.1365 | 3.1365 | 3.1365 | 3.1365 | 3.1365 | 3.1365 | 3.1365 | 3.1365 | 3.1365 | 3.1365 | 3.1365 | 3.1365 |  | Hospital + ER Visits | 3.1365 | 3.1365 | 3.1365 | 3.1365 | 3.1365 | 3.1365 | 3.1365 | 3.1365 | 3.1365 | 3.1365 | 3.1365 | 3.1365 | 3.1365 | 3.1365 | 3.1365 | 3.1365 | 3.1365 | 3.1365 | 3.1365 | 3.1365 | 3.1365 | 3.1365
|  |  |  | Asthma Attacks | 0.39014 | 0.39014 | 0.39014 | 0.39014 | 0.39014 | 0.39014 | 0.39014 | 0.39014 | 0.39014 | 0.39014 | 0.39014 | 0.39014 | 0.39014 | 0.39014 | 0.39014 | 0.39014 | 0.39014 | 0.39014 | 0.39014 | 0.39014 | 0.39014 | 0.39014 |  | Asthma Attacks | 0.39014 | 0.39014 | 0.39014 | 0.39014 | 0.39014 | 0.39014 | 0.39014 | 0.39014 | 0.39014 | 0.39014 | 0.39014 | 0.39014 | 0.39014 | 0.39014 | 0.39014 | 0.39014 | 0.39014 | 0.39014 | 0.39014 | 0.39014 | 0.39014 | 0.39014
|  |  |  | Respiratory Symptoms | 11.8635 | 11.8635 | 11.8635 | 11.8635 | 11.8635 | 11.8635 | 11.8635 | 11.8635 | 11.8635 | 11.8635 | 11.8635 | 11.8635 | 11.8635 | 11.8635 | 11.8635 | 11.8635 | 11.8635 | 11.8635 | 11.8635 | 11.8635 | 11.8635 | 11.8635 |  | Respiratory Symptoms | 11.8635 | 11.8635 | 11.8635 | 11.8635 | 11.8635 | 11.8635 | 11.8635 | 11.8635 | 11.8635 | 11.8635 | 11.8635 | 11.8635 | 11.8635 | 11.8635 | 11.8635 | 11.8635 | 11.8635 | 11.8635 | 11.8635 | 11.8635 | 11.8635 | 11.8635
|  |  |  | Work Loss Days | 10.1336 | 10.1336 | 10.1336 | 10.1336 | 10.1336 | 10.1336 | 10.1336 | 10.1336 | 10.1336 | 10.1336 | 10.1336 | 10.1336 | 10.1336 | 10.1336 | 10.1336 | 10.1336 | 10.1336 | 10.1336 | 10.1336 | 10.1336 | 10.1336 | 10.1336 |  | Work Loss Days | 10.1336 | 10.1336 | 10.1336 | 10.1336 | 10.1336 | 10.1336 | 10.1336 | 10.1336 | 10.1336 | 10.1336 | 10.1336 | 10.1336 | 10.1336 | 10.1336 | 10.1336 | 10.1336 | 10.1336 | 10.1336 | 10.1336 | 10.1336 | 10.1336 | 10.1336
|  |  |  | Mercury Related | 7.5035 | 7.5035 | 7.5035 | 7.5035 | 7.5035 | 7.5035 | 7.5035 | 7.5035 | 7.5035 | 7.5035 | 7.5035 | 7.5035 | 7.5035 | 7.5035 | 7.5035 | 7.5035 | 7.5035 | 7.5035 | 7.5035 | 7.5035 | 7.5035 | 7.5035 |  | Mercury Related | 7.5035 | 7.5035 | 7.5035 | 7.5035 | 7.5035 | 7.5035 | 7.5035 | 7.5035 | 7.5035 | 7.5035 | 7.5035 | 7.5035 | 7.5035 | 7.5035 | 7.5035 | 7.5035 | 7.5035 | 7.5035 | 7.5035 | 7.5035 | 7.5035 | 7.5035
Societal
|  |  |  | Premature Mortality | 2239.7564 | 2239.7564 | 2239.7564 | 2239.7564 | 2239.7564 | 2239.7564 | 2239.7564 | 2239.7564 | 2239.7564 | 2239.7564 | 2239.7564 | 2239.7564 | 2239.7564 | 2239.7564 | 2239.7564 | 2239.7564 | 2239.7564 | 2239.7564 | 2239.7564 | 2239.7564 | 2239.7564 | 2239.7564 |  | Premature Mortality | 2239.7564 | 2239.7564 | 2239.7564 | 2239.7564 | 2239.7564 | 2239.7564 | 2239.7564 | 2239.7564 | 2239.7564 | 2239.7564 | 2239.7564 | 2239.7564 | 2239.7564 | 2239.7564 | 2239.7564 | 2239.7564 | 2239.7564 | 2239.7564 | 2239.7564 | 2239.7564 | 2239.7564 | 2239.7564
|  |  |  | Chronic Bronchitis | 99.8875 | 99.8875 | 99.8875 | 99.8875 | 99.8875 | 99.8875 | 99.8875 | 99.8875 | 99.8875 | 99.8875 | 99.8875 | 99.8875 | 99.8875 | 99.8875 | 99.8875 | 99.8875 | 99.8875 | 99.8875 | 99.8875 | 99.8875 | 99.8875 | 99.8875 |  | Chronic Bronchitis | 99.8875 | 99.8875 | 99.8875 | 99.8875 | 99.8875 | 99.8875 | 99.8875 | 99.8875 | 99.8875 | 99.8875 | 99.8875 | 99.8875 | 99.8875 | 99.8875 | 99.8875 | 99.8875 | 99.8875 | 99.8875 | 99.8875 | 99.8875 | 99.8875 | 99.8875
|  |  |  | Hospital + ER Visits | 3.9345 | 3.9345 | 3.9345 | 3.9345 | 3.9345 | 3.9345 | 3.9345 | 3.9345 | 3.9345 | 3.9345 | 3.9345 | 3.9345 | 3.9345 | 3.9345 | 3.9345 | 3.9345 | 3.9345 | 3.9345 | 3.9345 | 3.9345 | 3.9345 | 3.9345 |  | Hospital + ER Visits | 3.9345 | 3.9345 | 3.9345 | 3.9345 | 3.9345 | 3.9345 | 3.9345 | 3.9345 | 3.9345 | 3.9345 | 3.9345 | 3.9345 | 3.9345 | 3.9345 | 3.9345 | 3.9345 | 3.9345 | 3.9345 | 3.9345 | 3.9345 | 3.9345 | 3.9345
|  |  |  | Asthma Attacks | 0.40923 | 0.40923 | 0.40923 | 0.40923 | 0.40923 | 0.40923 | 0.40923 | 0.40923 | 0.40923 | 0.40923 | 0.40923 | 0.40923 | 0.40923 | 0.40923 | 0.40923 | 0.40923 | 0.40923 | 0.40923 | 0.40923 | 0.40923 | 0.40923 | 0.40923 |  | Asthma Attacks | 0.40923 | 0.40923 | 0.40923 | 0.40923 | 0.40923 | 0.40923 | 0.40923 | 0.40923 | 0.40923 | 0.40923 | 0.40923 | 0.40923 | 0.40923 | 0.40923 | 0.40923 | 0.40923 | 0.40923 | 0.40923 | 0.40923 | 0.40923 | 0.40923 | 0.40923
|  |  |  | Respiratory Symptoms | 11.8635 | 11.8635 | 11.8635 | 11.8635 | 11.8635 | 11.8635 | 11.8635 | 11.8635 | 11.8635 | 11.8635 | 11.8635 | 11.8635 | 11.8635 | 11.8635 | 11.8635 | 11.8635 | 11.8635 | 11.8635 | 11.8635 | 11.8635 | 11.8635 | 11.8635 |  | Respiratory Symptoms | 11.8635 | 11.8635 | 11.8635 | 11.8635 | 11.8635 | 11.8635 | 11.8635 | 11.8635 | 11.8635 | 11.8635 | 11.8635 | 11.8635 | 11.8635 | 11.8635 | 11.8635 | 11.8635 | 11.8635 | 11.8635 | 11.8635 | 11.8635 | 11.8635 | 11.8635
|  |  |  | Work Loss Days | 10.8945 | 10.8945 | 10.8945 | 10.8945 | 10.8945 | 10.8945 | 10.8945 | 10.8945 | 10.8945 | 10.8945 | 10.8945 | 10.8945 | 10.8945 | 10.8945 | 10.8945 | 10.8945 | 10.8945 | 10.8945 | 10.8945 | 10.8945 | 10.8945 | 10.8945 |  | Work Loss Days | 10.8945 | 10.8945 | 10.8945 | 10.8945 | 10.8945 | 10.8945 | 10.8945 | 10.8945 | 10.8945 | 10.8945 | 10.8945 | 10.8945 | 10.8945 | 10.8945 | 10.8945 | 10.8945 | 10.8945 | 10.8945 | 10.8945 | 10.8945 | 10.8945 | 10.8945
|  |  |  | Mercury Related | 7.5035 | 7.5035 | 7.5035 | 7.5035 | 7.5035 | 7.5035 | 7.5035 | 7.5035 | 7.5035 | 7.5035 | 7.5035 | 7.5035 | 7.5035 | 7.5035 | 7.5035 | 7.5035 | 7.5035 | 7.5035 | 7.5035 | 7.5035 | 7.5035 | 7.5035 |  | Mercury Related | 7.5035 | 7.5035 | 7.5035 | 7.5035 | 7.5035 | 7.5035 | 7.5035 | 7.5035 | 7.5035 | 7.5035 | 7.5035 | 7.5035 | 7.5035 | 7.5035 | 7.5035 | 7.5035 | 7.5035 | 7.5035 | 7.5035 | 7.5035 | 7.5035 | 7.5035
|  |  |  | Total Cost | 2374.2492 | 2374.2492 | 2374.2492 | 2374.2492 | 2374.2492 | 2374.2492 | 2374.2492 | 2374.2492 | 2374.2492 | 2374.2492 | 2374.2492 | 2374.2492 | 2374.2492 | 2374.2492 | 2374.2492 | 2374.2492 | 2374.2492 | 2374.2492 | 2374.2492 | 2374.2492 | 2374.2492 | 2374.2492 |  | Total Cost | 2374.2492 | 2374.2492 | 2374.2492 | 2374.2492 | 2374.2492 | 2374.2492 | 2374.2492 | 2374.2492 | 2374.2492 | 2374.2492 | 2374.2492 | 2374.2492 | 2374.2492 | 2374.2492 | 2374.2492 | 2374.2492 | 2374.2492 | 2374.2492 | 2374.2492 | 2374.2492 | 2374.2492 | 2374.2492
Status Quo
|  |  | PV of Health Impacts: | 31252.248 | [23 empty] | PV Health Impacts: | 31252.248
|  |  | AW of Health Impacts: | 2374.2492 | [23 empty] | AW Health Impacts: | 2374.2492
DATA
EIA Residential Fuel Prices ($/MMBtu)*
|  |  |  | Natural Gas | 11.6742 | 11.9604 | 11.8881 | 11.9518 | 11.8808 | 11.9415 | 11.9701 | 12.0731 | 12.2144 | 12.4171 | 12.575 | 12.5011 | 12.3034 | 12.4246 | 12.4723 | 12.7762 | 13.0508 | 13.3878 | 13.7766 | 13.9373 | 14.1819 | 14.3276
|  |  |  | NG Multiplier | 1.371 | 1.371 | 1.371 | 1.371 | 1.371 | 1.371 | 1.371 | 1.371 | 1.371 | 1.371 | 1.371 | 1.371 | 1.371 | 1.371 | 1.371 | 1.371 | 1.371 | 1.371 | 1.371 | 1.371 | 1.371 | 1.371
|  |  |  | NG Adjusted | 16.0054 | 16.3977 | 16.2986 | 16.3859 | 16.2886 | 16.3718 | 16.411 | 16.5523 | 16.7459 | 17.0239 | 17.2403 | 17.139 | 16.868 | 17.0341 | 17.0995 | 17.5162 | 17.8926 | 18.3547 | 18.8877 | 19.108 | 19.4434 | 19.6432
|  |  |  | Oil | 18.3376 | 17.7443 | 19.2548 | 20.6319 | 21.1371 | 22.803 | 23.4556 | 23.7521 | 23.7959 | 24.0927 | 24.2223 | 24.1224 | 24.1899 | 24.5121 | 24.7704 | 24.7744 | 24.9708 | 25.185 | 25.5232 | 25.8716 | 26.4391 | 26.7128
|  |  |  | Oil Mult | 1.182 | 1.182 | 1.182 | 1.182 | 1.182 | 1.182 | 1.182 | 1.182 | 1.182 | 1.182 | 1.182 | 1.182 | 1.182 | 1.182 | 1.182 | 1.182 | 1.182 | 1.182 | 1.182 | 1.182 | 1.182 | 1.182
|  |  |  | Oil Adj | 21.6751 | 20.9737 | 22.7591 | 24.3869 | 24.9841 | 26.9532 | 27.7245 | 28.075 | 28.1267 | 28.4775 | 28.6307 | 28.5127 | 28.5924 | 28.9733 | 29.2786 | 29.2834 | 29.5155 | 29.7687 | 30.1684 | 30.5802 | 31.251 | 31.5745
|  |  |  | Propane | 22.3543 | 24.791 | 26.521 | 28.3606 | 29.2544 | 31.298 | 32.028 | 32.2655 | 32.223 | 32.5614 | 32.5267 | 32.5166 | 32.7129 | 33.1184 | 33.1244 | 33.28 | 33.39 | 33.5178 | 34.0168 | 34.2602 | 34.5453 | 34.9184
|  |  |  | Prop Multiplier | 1.37 | 1.37 | 1.37 | 1.37 | 1.37 | 1.37 | 1.37 | 1.37 | 1.37 | 1.37 | 1.37 | 1.37 | 1.37 | 1.37 | 1.37 | 1.37 | 1.37 | 1.37 | 1.37 | 1.37 | 1.37 | 1.37
|  |  |  | Propane Adj | 30.6254 | 33.9637 | 36.3338 | 38.8541 | 40.0785 | 42.8782 | 43.8783 | 44.2038 | 44.1456 | 44.6091 | 44.5615 | 44.5477 | 44.8166 | 45.3723 | 45.3804 | 45.5936 | 45.7443 | 45.9194 | 46.6031 | 46.9365 | 47.327 | 47.8382
|  |  |  | Elec Adj | 39.8033 | 37.8139 | 38.4055 | 38.5158 | 38.8308 | 38.9913 | 39.0548 | 39.1408 | 39.3767 | 39.675 | 40.0194 | 40.2077 | 40.1989 | 40.4252 | 40.733 | 41.2229 | 41.8852 | 42.5097 | 43.1157 | 43.5356 | 43.8258 | 44.148
*EIA aeotab3
Total State Electricity Generation Emission Factors
[5 empty] | CO2 (lb/kWh) | NOx (lb/kWh) | SO2 (lb/kWh) | PM10 (lb/kWh) | PM2.5 (lb/kWh) |  | Mercury (lb/kWh)
|  |  |  | Connecticut | Heating Use 2009 1: 0.739; Heating Use 2010 2: 0.001447; Heating Use 2011 3: 0.00227; Heating Use 2012 4: 5.6e-05; Heating Use 2013 5: 4.5e-05
|  |  |  | Massachusetts | Heating Use 2009 1: 1.293; Heating Use 2010 2: 0.00021; Heating Use 2011 3: 0.005557; Heating Use 2012 4: 8.1e-05; Heating Use 2013 5: 5.4e-05; Heating Use 2015 7: 1.0109e-08
|  |  |  | New Hampshire | Heating Use 2009 1: 0.709; Heating Use 2010 2: 0.001416; Heating Use 2011 3: 0.006879; Heating Use 2012 4: 2.9e-05; Heating Use 2013 5: 2e-05
|  |  |  | Vermont | Heating Use 2009 1: 0.057; Heating Use 2010 2: 0.000311; Heating Use 2011 3: 5.3e-05; Heating Use 2012 4: 3.7e-05; Heating Use 2013 5: 3.5e-05
Emission Factors for Various Fossil Fuel Types (lb/MMBtu)
[5 empty] | Natural Gas | Propane | Oil | B100 | B20 | B5 | Electric | None
|  |  |  | CO2 | Heating Use 2009 1: 117.08; Heating Use 2010 2: 139.18; Heating Use 2011 3: 159.23; Heating Use 2012 4: 49.94; Heating Use 2013 5: 137.372; Heating Use 2014 6: 153.7655; Heating Use 2015 7: 378.84; Heating Use 2016 8: 0
|  |  |  | NOx | Heating Use 2009 1: 0.15; Heating Use 2010 2: 0.149; Heating Use 2011 3: 0.129; Heating Use 2012 4: 0.14603; Heating Use 2013 5: 0.13158; Heating Use 2014 6: 0.129; Heating Use 2015 7: 0.03516; Heating Use 2016 8: 0
|  |  |  | SO2* | Heating Use 2009 1: 0.0006; Heating Use 2010 2: 0.00106; Heating Use 2011 3: 2.028; Heating Use 2012 4: 0; Heating Use 2013 5: 1.6224; Heating Use 2014 6: 1.9266; Heating Use 2015 7: 1.6282; Heating Use 2016 8: 0
|  |  |  | PM(Filterable) | Heating Use 2009 1: 0.00186; Heating Use 2010 2: 0.00436; Heating Use 2011 3: 0.00286
from EPA report
*S indicates that the weight percentage of sulfur in the fuel should be multiplied by the given value. For example, if the fuel is 2% sulfur, then S=2.
*Biodiesel emissions: http://lomaprieta.sierraclub.org/lp0501_Biodiesel.html
References:
1. California Air Resource Board / Glossary of Air Pollutant Terms, May 13, 2003. (http://www.arb.ca.gov/html/gloss.htm)
2. U.S. EPA E-GRID2002 Version 1.0, January 2003. (http://www.epa.gov/airmarkets/egrid/index.html)
3. ISO-New England / Sources of Energy in New England, 2002. (http://www.iso-ne.com/iso_news/Information_Kit/08_Energy_Sources_in_New_England.pdf)
|  |  |  | Health Impacts | Heating Use 2013 5: Societal; Heating Use 2014 6: Direct
[9 empty] | Value per | Cost per
[5 empty] | Incidence/ton emitted |  |  |  | Incident | Incident |  | NERC Region | Medical Multiplier
[5 empty] | SO2 | Nox |  |  | (million$) | (million$) |  | 7 | 1.399
|  |  |  | Premature Mortality | Heating Use 2009 1: 0.00273; Heating Use 2010 2: 0.00171; Heating Use 2013 5: 5.2966; Heating Use 2014 6: 0.2142
|  |  |  | Chronic Bronchitis | Heating Use 2009 1: 0.00174; Heating Use 2010 2: 0.00108; Heating Use 2013 5: 0.36353; Heating Use 2014 6: 0.0865; Heating Use 2016 8: CPI; Heating Use 2017 9: 1.271
|  |  |  | Hospital + ER Visits | Heating Use 2009 1: 0.00246; Heating Use 2010 2: 0.00159; Heating Use 2013 5: 0.0096002; Heating Use 2014 6: 0.0075
|  |  |  | Asthma Attacks | Heating Use 2009 1: 0.05604; Heating Use 2010 2: 0.03507; Heating Use 2013 5: 4.3208e-05; Heating Use 2014 6: 4.1e-05; Heating Use 2016 8: Mercury Cost; Heating Use 2017 9: 100000; Heating Use 2018 10: $/lb
|  |  |  | Respiratory Symptoms | Heating Use 2009 1: 2.6932; Heating Use 2010 2: 1.583; Heating Use 2013 5: 2.6e-05; Heating Use 2014 6: 2.6e-05
|  |  |  | Work Loss Days | Heating Use 2009 1: 0.49323; Heating Use 2010 2: 0.30855; Heating Use 2013 5: 0.000131; Heating Use 2014 6: 0.000121

## Utility Use
Electric Heating %: | 0.92 | http://lakeviewlight.com/home.php/faq-2/ | http://www.rockymountainpower.net/Article/Article72395.html
Current Heater Efficiency: | 0.8
Water Heater Efficiency: | 0.8
Electricity |  |  | Heat
| Load (kWh) |  |  | Tot MMBtu | Non HW MMBtu | HW MMBtu
Total Current Use | 5840 |  | Current Use | 82.8 | 68.8457 | 13.9543
|  |  | Windows |  | 0
Non-Heat Use | 5840 |  | Insulation |  | 0
Geothermal | 0 |  | Total MMBTU reqd |  | 68.8457
Daylighting Reduction | 0
CFLs | 0 |  | Geothermal |  | 0
Efficient Fridge | 0 |  | Biomass |  | 0
|  |  | Biodiesel |  | 0
Electricity Reqd | 5840 |  | SHW |  |  | 0
|  |  | Solar PV Production |  | 0 | 0
Solar PV Production | 0
|  |  | Heat Required |  | 68.8457 | 13.9543
Net Elec Reqd | 5840 |  | Adjust for Unit Efficiency |  | 82.6149 | 16.7451
[7 empty] | NOAA Data | http://www.ncdc.noaa.gov/oa/documentlibrary/hcs/hcs.html
[7 empty] | Season | MA | CT
[7 empty] | 92/93 | 6643 | 6260
[7 empty] | 93/94 | 6686 | 6846
[7 empty] | 94/95 | 5959 | 5696
[7 empty] | 95/96 | 6573 | 6425
[7 empty] | 96/97 | 6237 | 6078
[7 empty] | 97/98 | 5802 | 5516
[7 empty] | 98/99 | 5706 | 5599
[7 empty] | 99/00 | 5754 | 5612
[7 empty] | 00/01 | 6359 | 6171
[7 empty] | 01/02 | 5393 | 5070
[7 empty] | 02/03 | 6856 | 6403
[7 empty] | 03/04 | 6346 | 5941
[7 empty] | 04/05 | 6522 | 6044
[7 empty] | 05/06 | 5842 | 5540
[7 empty] | 06/07 | 6012 | 5743
[7 empty] | 07/08 | 6113 | 5659
[7 empty] | average | 6175.1875 | 5912.6875 |  | overall: | 6043.9375
[8 empty] | Sorted HDD |  | Bins
[8 empty] | 5070 |  | Min | Max |  | Prob | Cum Prob
[8 empty] | 5393 |  | 5000 | 5100 | 1 | 0.03125 | 0.03125
[8 empty] | 5516 |  | 5100 | 5200 | 0 | 0 | 0.03125
[8 empty] | 5540 |  | 5200 | 5300 | 0 | 0 | 0.03125
[8 empty] | 5599 |  | 5300 | 5400 | 1 | 0.03125 | 0.0625
[8 empty] | 5612 |  | 5400 | 5500 | 0 | 0 | 0.0625
[8 empty] | 5659 |  | 5500 | 5600 | 3 | 0.09375 | 0.15625
[8 empty] | 5696 |  | 5600 | 5700 | 3 | 0.09375 | 0.25
[8 empty] | 5706 |  | 5700 | 5800 | 3 | 0.09375 | 0.34375
[8 empty] | 5743 |  | 5800 | 5900 | 2 | 0.0625 | 0.40625
[8 empty] | 5754 |  | 5900 | 6000 | 2 | 0.0625 | 0.46875
[8 empty] | 5802 |  | 6000 | 6100 | 3 | 0.09375 | 0.5625
[8 empty] | 5842 |  | 6100 | 6200 | 2 | 0.0625 | 0.625
[8 empty] | 5941 |  | 6200 | 6300 | 2 | 0.0625 | 0.6875
[8 empty] | 5959 |  | 6300 | 6400 | 2 | 0.0625 | 0.75
[8 empty] | 6012 |  | 6400 | 6500 | 2 | 0.0625 | 0.8125
[8 empty] | 6044 |  | 6500 | 6600 | 2 | 0.0625 | 0.875
[8 empty] | 6078 |  | 6600 | 6700 | 2 | 0.0625 | 0.9375
[8 empty] | 6113 |  | 6700 | 6800 | 0 | 0 | 0.9375
[8 empty] | 6171 |  | 6800 | 6900 | 2 | 0.0625 | 1
[8 empty] | 6237 |  | 6900 | 7000 | 0 | 0 | 1
6260
[8 empty] | 6346 |  |  | total obs: | 32
6359
6403
6425
6522
6573
6643
6686
6846
6856

## Solar Hot Water
These calculations adapted from Florida Solar Hot Water Calculator | [11 empty] | day | T-mains
http://www.fsec.ucf.edu/en/consumer/solar_hot_water/homes/calculator/index.htm | [11 empty] | 1 | 47.6866
modified with data from SRCC ratings guidelines | [8 empty] | Water Main Inlet Temperature |  |  | 2 | 47.2507
Solar Systems: | [8 empty] | T-mains Calculation |  |  | 3 | 46.8375
#Occ | 1 | 2 | 3 | 4 | 5 | 6 | 7 | 8 | T amb,avg | 48.8 | Amherst | 4 | 46.4485
gpd | 40 | 50 | 60 | 70 | 80 | 90 | 100 | 110 | T amb, max | 48.2 | Amherst | 5 | 46.0848
Collector (ft2) | 32 | 32 | 40 | 40 | 40 | 64 | 80 | 80 | offset | 6 |  | 6 | 45.7475
Manufacturer | Solene | Solene | Solene | Solene | Solene | Solene | Solene | Solene | ratio | 0.448 |  | 7 | 45.4375
Model | SLCO32DC-66 | SLCO32DC-66 | SLCR40DC-80 | SLCR40DC-80 | SLCR40DC-80 | SLCO64DC-120HE | SLCO80DC-120HE | SLCO80DC-120HE | lag | 30.2 |  | 8 | 45.156
Storage | 66 | 66 | 80 | 80 | 80 | 120 | 120 | 120 | Avg Tmains | 54.1981 |  | 9 | 44.9036
SEF NG | 0.9 | 0.9 | 1.2 | 1.2 | 1.2 | 1.2 | 1.4 | 1.4 |  |  |  | 10 | 44.6811
SEF Elec | 2.1 | 2.1 | 2.6 | 2.6 | 2.6 | 2.6 | 3.4 | 3.4 |  |  |  | 11 | 44.4893
Cost | 3600 | 3600 | 4800 | 4800 | 4800 | 5800 | 6400 | 6400 |  |  |  | 12 | 44.3288
[12 empty] | 13 | 44.1999
User Inputs: | [11 empty] | 14 | 44.1031
| No. Occupants | 4 | [9 empty] | 15 | 44.0387
| Solar System EF | 1.2 | [9 empty] | 16 | 44.0069
| Backup System Type | Same as Heating Fuel | [9 empty] | 17 | 44.0077
| Recommended Size | 40 | [9 empty] | 18 | 44.0412
[12 empty] | 19 | 44.1073
Load Variables: | [11 empty] | 20 | 44.2058
| H2O Use (gal/day) | 70 | gpd |  |  |  | Conversion: |  |  |  |  | 21 | 44.3364
| H2O density | 8.3 |  |  |  |  | Btu | kWh |  |  |  | 22 | 44.4986
| H2O Specific Heat | 1 |  |  |  |  | 3412 | 1 |  |  |  | 23 | 44.692
| Tank Setpoint | 120 | deg F | [8 empty] | 24 | 44.916
| T mains (Inlet H2OTemp) | 54.1981 | deg F | [8 empty] | 25 | 45.1699
Load & Energy Calculations: | [11 empty] | 26 | 45.453
| Daily Load | 38230.9185 | Btu/day | [8 empty] | 27 | 45.7644
| Annual Load | 13954.2853 | kBtu/yr | = | 4089.7671 | kWh/yr | [5 empty] | 28 | 46.1031
| Aux Efficiency (SRCC std) | 0.6 | [9 empty] | 29 | 46.4682
| Solar Fraction: | 0.5 | [9 empty] | 30 | 46.8585
Economics | [11 empty] | 31 | 47.2728
| Federal Tax Credit | 30% | [9 empty] | 32 | 47.7099
| Solar System Cost | 4800 | [9 empty] | 33 | 48.1685
| Cost w/tax credit | 3360 | [9 empty] | 34 | 48.6472
| Life Span | 30 | [9 empty] | 35 | 49.1445
| Replace tank & Pump | 425 | every 10 years | [8 empty] | 36 | 49.6589
| PV of tank replacement | 519.4266 | [9 empty] | 37 | 50.1889
[12 empty] | 38 | 50.7328
[12 empty] | 39 | 51.2891
[12 empty] | 40 | 51.8559
[12 empty] | 41 | 52.4317
[12 empty] | 42 | 53.0147
[12 empty] | 43 | 53.6031
[12 empty] | 44 | 54.195
[12 empty] | 45 | 54.7889
[12 empty] | 46 | 55.3827
[12 empty] | 47 | 55.9748
[12 empty] | 48 | 56.5633
[12 empty] | 49 | 57.1465
[12 empty] | 50 | 57.7226
[12 empty] | 51 | 58.2899
[12 empty] | 52 | 58.8466
[12 empty] | 53 | 59.391
[12 empty] | 54 | 59.9215
[12 empty] | 55 | 60.4365
[12 empty] | 56 | 60.9345
[12 empty] | 57 | 61.4139
[12 empty] | 58 | 61.8733
[12 empty] | 59 | 62.3112
[12 empty] | 60 | 62.7264
[12 empty] | 61 | 63.1176
[12 empty] | 62 | 63.4837
[12 empty] | 63 | 63.8234
[12 empty] | 64 | 64.1358
[12 empty] | 65 | 64.42
[12 empty] | 66 | 64.675
[12 empty] | 67 | 64.9002
[12 empty] | 68 | 65.0947
[12 empty] | 69 | 65.2581
[12 empty] | 70 | 65.3899
[12 empty] | 71 | 65.4895
[12 empty] | 72 | 65.5569
[12 empty] | 73 | 65.5916
[12 empty] | 74 | 65.5937
| eere consumer guide: general info | http://www.eere.energy.gov/consumer/your_home/water_heating/index.cfm/mytopic=12850 | [9 empty] | 75 | 65.5631
[12 empty] | 76 | 65.4999
| http://store.altenergystore.com/Solar-Water-Heating/Climate-freezes-Closed-Loop-Systems/Closed-Loop-Systems-for-4-6-People/Closed-Loop-PV-Powered-w-Tank/AET-Alternate-Energy-Technologies-Ipv-120-96/p169/?source=froogle | [10 empty] | 77 | 65.4043
[12 empty] | 78 | 65.2766
Model | Tank Size (gal) | Number of People | Price | Vendor | Warranty | [6 empty] | 79 | 65.1172
| 50 | 1 to 3 | [9 empty] | 80 | 64.9266
| 60 | 1 to 3 | [9 empty] | 81 | 64.7053
AET I-80-40 | 80 | 3 to 4 | $2,589.28 | Alternative Energy Store | 10 | [6 empty] | 82 | 64.454
AET I-120-64 | 120 | 4 to 6 | $3,498.62 | Alternative Energy Store | 10 | [6 empty] | 83 | 64.1735
[12 empty] | 84 | 63.8646
| Change antifreeze solution every 4 years | [10 empty] | 85 | 63.5283
[12 empty] | 86 | 63.1656
[12 empty] | 87 | 62.7775
2001 EPA: | save 50 to 80% of water heating costs | [10 empty] | 88 | 62.3653
http://cooppower.onlinecommunity.coop/the-member-desk/shwQandA | [11 empty] | 89 | 61.9301
coop power: | [11 empty] | 90 | 61.4734
10-15 ft2 collector area per person | [11 empty] | 91 | 60.9965
20-30 gallons per person | [11 empty] | 92 | 60.5008
4000 or so for professional install | [11 empty] | 93 | 59.9879
recommend steibel eltron systems - email for prices | [11 empty] | 94 | 59.4592
[12 empty] | 95 | 58.9165
[12 empty] | 96 | 58.3612
[12 empty] | 97 | 57.7952
[12 empty] | 98 | 57.2202
[12 empty] | 99 | 56.6378
[12 empty] | 100 | 56.0498
[12 empty] | 101 | 55.4581
[12 empty] | 102 | 54.8644
[12 empty] | 103 | 54.2704
[12 empty] | 104 | 53.6781
[12 empty] | 105 | 53.0892
[12 empty] | 106 | 52.5054
[12 empty] | 107 | 51.9286
[12 empty] | 108 | 51.3605
[12 empty] | 109 | 50.8028
[12 empty] | 110 | 50.2572
[12 empty] | 111 | 49.7254
[12 empty] | 112 | 49.2089
[12 empty] | 113 | 48.7094
[12 empty] | 114 | 48.2283
[12 empty] | 115 | 47.7671
[12 empty] | 116 | 47.3271
[12 empty] | 117 | 46.9098
[12 empty] | 118 | 46.5164
[12 empty] | 119 | 46.1481
[12 empty] | 120 | 45.8059
[12 empty] | 121 | 45.491
[12 empty] | 122 | 45.2043
[12 empty] | 123 | 44.9466
[12 empty] | 124 | 44.7188
[12 empty] | 125 | 44.5214
[12 empty] | 126 | 44.3552
[12 empty] | 127 | 44.2206
[12 empty] | 128 | 44.1181
[12 empty] | 129 | 44.0478
[12 empty] | 130 | 44.0102
[12 empty] | 131 | 44.0052
[12 empty] | 132 | 44.0328
[12 empty] | 133 | 44.0931
[12 empty] | 134 | 44.1858
[12 empty] | 135 | 44.3106
[12 empty] | 136 | 44.4672
[12 empty] | 137 | 44.6551
[12 empty] | 138 | 44.8736
[12 empty] | 139 | 45.1222
[12 empty] | 140 | 45.4002
[12 empty] | 141 | 45.7066
[12 empty] | 142 | 46.0405
[12 empty] | 143 | 46.4009
[12 empty] | 144 | 46.7867
[12 empty] | 145 | 47.1969
[12 empty] | 146 | 47.63
[12 empty] | 147 | 48.0848
[12 empty] | 148 | 48.56
[12 empty] | 149 | 49.0541
[12 empty] | 150 | 49.5655
[12 empty] | 151 | 50.0928
[12 empty] | 152 | 50.6344
[12 empty] | 153 | 51.1886
[12 empty] | 154 | 51.7536
[12 empty] | 155 | 52.328
[12 empty] | 156 | 52.9098
[12 empty] | 157 | 53.4973
[12 empty] | 158 | 54.0888
[12 empty] | 159 | 54.6824
[12 empty] | 160 | 55.2764
[12 empty] | 161 | 55.8689
[12 empty] | 162 | 56.4582
[12 empty] | 163 | 57.0425
[12 empty] | 164 | 57.62
[12 empty] | 165 | 58.189
[12 empty] | 166 | 58.7477
[12 empty] | 167 | 59.2944
[12 empty] | 168 | 59.8275
[12 empty] | 169 | 60.3455
[12 empty] | 170 | 60.8466
[12 empty] | 171 | 61.3294
[12 empty] | 172 | 61.7925
[12 empty] | 173 | 62.2344
[12 empty] | 174 | 62.6537
[12 empty] | 175 | 63.0493
[12 empty] | 176 | 63.42
[12 empty] | 177 | 63.7645
[12 empty] | 178 | 64.0819
[12 empty] | 179 | 64.3712
[12 empty] | 180 | 64.6315
[12 empty] | 181 | 64.8621
[12 empty] | 182 | 65.0622
[12 empty] | 183 | 65.2312
[12 empty] | 184 | 65.3686
[12 empty] | 185 | 65.4741
[12 empty] | 186 | 65.5472
[12 empty] | 187 | 65.5878
[12 empty] | 188 | 65.5957
[12 empty] | 189 | 65.571
[12 empty] | 190 | 65.5136
[12 empty] | 191 | 65.4238
[12 empty] | 192 | 65.3019
[12 empty] | 193 | 65.1481
[12 empty] | 194 | 64.963
[12 empty] | 195 | 64.7472
[12 empty] | 196 | 64.5012
[12 empty] | 197 | 64.2259
[12 empty] | 198 | 63.922
[12 empty] | 199 | 63.5906
[12 empty] | 200 | 63.2325
[12 empty] | 201 | 62.8488
[12 empty] | 202 | 62.4408
[12 empty] | 203 | 62.0097
[12 empty] | 204 | 61.5568
[12 empty] | 205 | 61.0834
[12 empty] | 206 | 60.5909
[12 empty] | 207 | 60.081
[12 empty] | 208 | 59.555
[12 empty] | 209 | 59.0147
[12 empty] | 210 | 58.4616
[12 empty] | 211 | 57.8974
[12 empty] | 212 | 57.3238
[12 empty] | 213 | 56.7426
[12 empty] | 214 | 56.1555
[12 empty] | 215 | 55.5643
[12 empty] | 216 | 54.9708
[12 empty] | 217 | 54.3768
[12 empty] | 218 | 53.7841
[12 empty] | 219 | 53.1944
[12 empty] | 220 | 52.6096
[12 empty] | 221 | 52.0314
[12 empty] | 222 | 51.4616
[12 empty] | 223 | 50.9019
[12 empty] | 224 | 50.354
[12 empty] | 225 | 49.8196
[12 empty] | 226 | 49.3003
[12 empty] | 227 | 48.7976
[12 empty] | 228 | 48.3131
[12 empty] | 229 | 47.8482
[12 empty] | 230 | 47.4043
[12 empty] | 231 | 46.9829
[12 empty] | 232 | 46.5851
[12 empty] | 233 | 46.2122
[12 empty] | 234 | 45.8653
[12 empty] | 235 | 45.5454
[12 empty] | 236 | 45.2536
[12 empty] | 237 | 44.9906
[12 empty] | 238 | 44.7574
[12 empty] | 239 | 44.5545
[12 empty] | 240 | 44.3827
[12 empty] | 241 | 44.2424
[12 empty] | 242 | 44.1341
[12 empty] | 243 | 44.058
[12 empty] | 244 | 44.0145
[12 empty] | 245 | 44.0037
[12 empty] | 246 | 44.0255
[12 empty] | 247 | 44.0799
[12 empty] | 248 | 44.1668
[12 empty] | 249 | 44.2859
[12 empty] | 250 | 44.4368
[12 empty] | 251 | 44.6191
[12 empty] | 252 | 44.8322
[12 empty] | 253 | 45.0755
[12 empty] | 254 | 45.3483
[12 empty] | 255 | 45.6496
[12 empty] | 256 | 45.9786
[12 empty] | 257 | 46.3344
[12 empty] | 258 | 46.7158
[12 empty] | 259 | 47.1216
[12 empty] | 260 | 47.5507
[12 empty] | 261 | 48.0018
[12 empty] | 262 | 48.4734
[12 empty] | 263 | 48.9642
[12 empty] | 264 | 49.4727
[12 empty] | 265 | 49.9972
[12 empty] | 266 | 50.5364
[12 empty] | 267 | 51.0884
[12 empty] | 268 | 51.6517
[12 empty] | 269 | 52.2245
[12 empty] | 270 | 52.8051
[12 empty] | 271 | 53.3917
[12 empty] | 272 | 53.9826
[12 empty] | 273 | 54.576
[12 empty] | 274 | 55.17
[12 empty] | 275 | 55.7629
[12 empty] | 276 | 56.353
[12 empty] | 277 | 56.9383
[12 empty] | 278 | 57.5171
[12 empty] | 279 | 58.0877
[12 empty] | 280 | 58.6484
[12 empty] | 281 | 59.1974
[12 empty] | 282 | 59.7331
[12 empty] | 283 | 60.2539
[12 empty] | 284 | 60.7581
[12 empty] | 285 | 61.2443
[12 empty] | 286 | 61.711
[12 empty] | 287 | 62.1568
[12 empty] | 288 | 62.5803
[12 empty] | 289 | 62.9803
[12 empty] | 290 | 63.3555
[12 empty] | 291 | 63.7047
[12 empty] | 292 | 64.0271
[12 empty] | 293 | 64.3215
[12 empty] | 294 | 64.587
[12 empty] | 295 | 64.823
[12 empty] | 296 | 65.0286
[12 empty] | 297 | 65.2032
[12 empty] | 298 | 65.3463
[12 empty] | 299 | 65.4575
[12 empty] | 300 | 65.5365
[12 empty] | 301 | 65.5829
[12 empty] | 302 | 65.5967
[12 empty] | 303 | 65.5778
[12 empty] | 304 | 65.5263
[12 empty] | 305 | 65.4423
[12 empty] | 306 | 65.3261
[12 empty] | 307 | 65.178
[12 empty] | 308 | 64.9985
[12 empty] | 309 | 64.7881
[12 empty] | 310 | 64.5475
[12 empty] | 311 | 64.2774
[12 empty] | 312 | 63.9785
[12 empty] | 313 | 63.6519
[12 empty] | 314 | 63.2985
[12 empty] | 315 | 62.9194
[12 empty] | 316 | 62.5157
[12 empty] | 317 | 62.0886
[12 empty] | 318 | 61.6395
[12 empty] | 319 | 61.1696
[12 empty] | 320 | 60.6805
[12 empty] | 321 | 60.1736
[12 empty] | 322 | 59.6504
[12 empty] | 323 | 59.1125
[12 empty] | 324 | 58.5615
[12 empty] | 325 | 57.9992
[12 empty] | 326 | 57.4272
[12 empty] | 327 | 56.8472
[12 empty] | 328 | 56.2611
[12 empty] | 329 | 55.6705
[12 empty] | 330 | 55.0773
[12 empty] | 331 | 54.4832
[12 empty] | 332 | 53.8901
[12 empty] | 333 | 53.2997
[12 empty] | 334 | 52.7139
[12 empty] | 335 | 52.1344
[12 empty] | 336 | 51.563
[12 empty] | 337 | 51.0014
[12 empty] | 338 | 50.4513
[12 empty] | 339 | 49.9143
[12 empty] | 340 | 49.3922
[12 empty] | 341 | 48.8864
[12 empty] | 342 | 48.3985
[12 empty] | 343 | 47.93
[12 empty] | 344 | 47.4823
[12 empty] | 345 | 47.0567
[12 empty] | 346 | 46.6546
[12 empty] | 347 | 46.2771
[12 empty] | 348 | 45.9255
[12 empty] | 349 | 45.6007
[12 empty] | 350 | 45.3038
[12 empty] | 351 | 45.0356
[12 empty] | 352 | 44.7969
[12 empty] | 353 | 44.5886
[12 empty] | 354 | 44.4112
[12 empty] | 355 | 44.2652
[12 empty] | 356 | 44.1511
[12 empty] | 357 | 44.0693
[12 empty] | 358 | 44.0199
[12 empty] | 359 | 44.0032
[12 empty] | 360 | 44.0192
[12 empty] | 361 | 44.0678
[12 empty] | 362 | 44.1489
[12 empty] | 363 | 44.2622
[12 empty] | 364 | 44.4075
[12 empty] | 365 | 44.5842

## Maintenance
| Solar: | Fuel Selection | Water Heating | Geothermal | Well | Current Roof Ins | Biomass | Biodiesel | Building Type | SHW | 40W | 60W | 75W | 100W | Refrigerator | Windows | Windows | New Roof Insulation | Heat | Current Wall Ins | New Wall Ins
1 | No Solar | None | None | None | No |  | None | None | Residential | No |  |  |  |  | None |  |  |  | None
2 | 135W - Brightwatts | Oil | Same as Heating Fuel | 3 Ton | Yes | No Insulation | Small Boiler | B5 | Commercial | Yes | Infrequent | Infrequent | Infrequent | Infrequent | Small | Single Pane | Single Pane | Moderately Insulated | Geothermal | No Insulation | Well Insulated
3 | 170W - Sharp | Propane | Electric | 4 Ton |  | Poorly Insulated | Medium Boiler | B20 |  |  | Moderate | Moderate | Moderate | Moderate | Medium | Double Pane | Double Pane | Well Insulated | Biomass | Moderately Insulated
4 | 180W - Mitsubishi | Natural Gas |  |  |  | Moderately Insulated | Large Boiler | B100 |  |  | Frequent | Frequent | Frequent | Frequent | Large | Double Pane Low-e | Double Pane Low-e |  | Biodiesel | Well Insulated
5 | 200W - Brightwatts | Electric |  |  |  | Well Insulated
6 | 205W - Kyocera
7 | 216W - Sharp
8
9
10
11
12
| 1 | 2 | 2 | 1 | 1 | 3 | 1 | 1 | 1 | 1 | 1 | 1 | 1 | 1 | 1 | 1 | 1 | 3 | 1 | 1 | 1
Selection: | No Solar | Oil | Same as Heating Fuel | None | No | Poorly Insulated | None | None | Residential | No | 0 | 0 | 0 | 0 | None | 0 | 0 | Well Insulated | None | 0 | 0

## Solar
http://www.ecobusinesslinks.com/solar_panels.htm | [10 empty] | Installation
accessed 11/7/2008 | [10 empty] | % of module cost?
Brand | Watt | Unit $ | $/Watt | Vendor | Area (ft2) | Area (m2) | Weight (lbs) | Efficiency (%) | Warranty
135W - BrightWatts | 135 | 567 | 4.2 | DmSolar | 10.9 | 1.0126 | 26.5 | 0.1475 | 25
170W - Sharp | 170 | 734.4 | 4.32 | BeyondOilSolar | 14 | 1.3006 | 37.5 | 0.131 | 25
180W - Mitsubishi | 180 | 789.97 | 4.3887 | SolarBiz | 14.87 | 1.3815 | 37 | 0.13 | 25
200W - BrightWatts | 200 | 840 | 4.2 | DmSolar | 15.8 | 1.4679 | 39.6 | 0.1575 | 25
205W - Kyocera | 205 | 909.87 | 4.44 | AltE | 16 | 1.4864 | 45.8 | 0.16 | 25
216W - Sharp | 216 | 952 | 4.41 | Alter Systems | 17.5 | 1.6258 | 46.3 | 0.133 | 25 | kWh/m2/day | http://rredc.nrel.gov/solar/codes_algs/PVWATTS/version1/US/code/pvwattsv1.cgi
Inverter Prices
http://www.solarbuzz.com/Inverterprices.htm
accessed 11/7/2008
Average Inverter Price ($/W): | 0.719
Additional estimated options cost | 0
Installation Cost (Labor, all other BOS):
Calced as $/# of panels based on real estimates for actual projects:
Project | Installer | # Panels | Cost ($) | $/panel
Ashburnham | Allain & Son | 72 | 31197.95 | 433.3049
Templeton | Allain & Son | 36 | 18870.63 | 524.1842
Ipswich | Allain & Son | 77 | 41942.5 | 544.7078
West Boylston | Allain & Son | 1890 | 988650.4 | 523.0954
MMWEC | RISE | 53 | 34282 | 646.8302
MMWEC | NE Solar Design | 53 | 36420.97 | 687.1881
|  |  | average ($/panel): | 559.8851
Calculations:
Panel Selection: | No Solar
Number of Panels: | 0
Watts per panel: | 0
$/Watt: | 0
Total kW selected: | 0
Area Per Panel (m2): | 0
Panel Efficiency: | 0%
panel cost: | 0
inverter cost: | 0
install cost: | 0
subtotal: | 0
Commonwealth Solar Rebate: | 1 | per watt installed
Total CS Rebate | 0
Federal Tax Credit | 30%
Total Cost: | 0
Output:
Valley Insolation (kWh/m2/day): | 4.52
Area of Selected Panels (m2): | 0
DC Electrical Production (kWh/year) | 0
DC to AC Derate factor: | 0.77
AC Electric Production (kWh/year) | 0
AC | 0
| kWh/m2/day | days
jan | 3.37 | 31 | 104.47 | 0
feb | 4.35 | 28 | 121.8 | 0
mar | 4.84 | 31 | 150.04 | 0
apr | 4.86 | 30 | 145.8 | 0
may | 5.26 | 31 | 163.06 | 0
jun | 5.34 | 30 | 160.2 | 0
jul | 5.6 | 31 | 173.6 | 0
aug | 5.31 | 31 | 164.61 | 0
sep | 4.94 | 30 | 148.2 | 0
oct | 4.32 | 31 | 133.92 | 0
nov | 3.2 | 30 | 96 | 0
dec | 2.87 | 31 | 88.97 | 0
0

## Biomass
Use data from Tarm for various biomass heaters (hard copy) |  |  |  |  | Fuel Data | http://www.chimneysweeponline.com/howood.htm
| HS Solo-Plus 30 | HS Solo-Plus 40 | HS Solo-Plus 60 |  | Wood Type | Lbs/Cord | MMBtu/Cord | Price ($/cord)
| Small Boiler | Medium Boiler | Large Boiler | None | White Oak | 4012 | 25.7
Max Output Wood (Btu/hr) | 100000 | 140000 | 198000 | 0 | High Beech | 3757 | 24
Efficiency Wood | 0.75 | 0.75 | 0.75 | 0 | Sugar Maple | 3757 | 24
Max MMBtu/yr | 197.606 | 276.6484 | 391.2599 |  | Red Oak | 3757 | 24
Water Volume (gal) | 41 | 54 | 64 |  | Black Walnut | 3192 | 20.2
Warranty (yrs) | 20 | 20 | 20 |  | Green Ash | 2880 | 19.9
Price | 7200 | 7850 | 8600 |  | Red Maple | 2924 | 18.7
Annual Maintenance | 300 | 300 | 300 |  | White Elm | 3052 | 19.5
Installation (http://www.squidoo.com/Wood-Pellet-Boilers) | 550 | 550 | 550
Total Initial Cost | 7750 | 8400 | 9150 |  | Hardwood Avg | 3416.375 | 22 | 385
[5 empty] | assume seasoned and hard | joes (/cord) | 380
[6 empty] | hollister | 390
User Selection | None
Selection Efficiency | 0
Biomass Rating (Btu/hr) | 0
Total MMBtus required | 68.8457
MMBtus from Biomass | 0
Cords required | 0
Weight of Wood (ton) | 0
Initial Cost | 0
Annual Maint Cost | 0
Annual cord cost | 0

## Geothermal
http://www.econar.com/products/ultra_forcedair_performance.htm
Size (ton) | 3 Ton | 4 Ton | None
System Cost | 7500 | 10000
Well Cost (min) | 6000 | 6000
Well Cost (max) | 12000 | 12000
E[Well Cost] - user | 8000 | 8000
Installation (min) | 2000 | 2000
Installation (max) | 5000 | 5000 |  | Conversion:
E[Installation] | 3000 | 3000 |  | Btu/hr | kW
Maintenance (per 2 yr) | 200 | 200 |  | 1 | 0.000293
Life | 25 | 25
Output (Btu/hr) | 32800 | 45700 | 0
Total Possible MMBtu/yr | 64.8148 | 90.3059
COP | 3.3 | 3.3
Electrical Input (Btu/hr) | 9939.3939 | 13848.4848
Electrical Input (kW) | 2.9122 | 4.0576 | 0 | User Selection: | None
Federal Tax Credit | 30% | 30% |  | Output (btu/hr) | 0
Install Cost | 18500 | 21000 | 0
Cost w/ Tax Credit | 16500 | 19000 | 0
|  |  |  | MMBtu Needed | 68.8457
Research Data
http://www.consumerenergycenter.org/home/heating_cooling/geothermal.html |  |  |  | MMBtu from Geo | 0
2500 | Per ton capacity |  |  | Hours Geo Runs | 0
3 | ton unit per typical residence |  |  | Electrical Input to Geo (kWh) | 0
|  |  |  | Recurring Cost | 0
|  |  |  | Initial Cost | 0
http://www.geothermalheatpumpsinc.com/site/index.php?option=com_content&task=view&id=20&Itemid=36
6250
2.5 | ton unit
Advanced Energy
questions:
| O&M cost | $200/yr for cleaning, plus parts
| system price | 15-30,000 installed
| Backup heat req'd? | yes
| how much energy does it use | gen rule: 350% efficient
how much heat does it put out
| price of well to be dug | 9000-12000
| warranty? | 20 yrs
Performance measures
EER | energy efficiency ratio | cooling effect of unit (btu/hr) / electrical input (W)= Btu/Wh
COP | coef of perfomance | heating effect of unit (btu/hr) / energy equivalent of electrical input (btu/hr)
the higher these ratings, the less electricity required to run
Advanced Energy Concepts
(508) 791-1115
Auburn, MA
Redmond HVAC
(508) 795-7645
Worcester

## Biodiesel
User's current heat system: | Oil
Is replacement necessary? | No
http://www.costhelper.com/cost/home-garden/furnace.html
New System Equipment
Oil Burner, Tank, Installation | 6000
Efficiency | 0.9
| B5 | B20 | B100 | None
Price ($/gal) | 3.89 | 3.92 | 5.02 | 0
Btu/gal | 136973.4 | 133893.6 | 117468 | 0
User Selection | None
Price | 0
Btu/gal | 0
Efficiency | 0.8
Cost of new system (if reqd) | 0
Heat requirement (MMBtu) | 68.8457
Gallons Biodiesel reqd | 0
Annual Fuel Cost | 0
http://www.harvestcleanenergy.org/enews/enews_0505/enews_0505_Biodiesel_Home_Heating.htm
Use with conventional oil heater or boiler
generally use B5 (5%) or B20 (20%) fuel
B100 used occasionally, can cause deterioration of rubber seals
Can purchase or make on own
No conversion necessary for use
Regional Dealers:
http://biodiesel.org/buyingbiodiesel/distributors/showstate.asp?st=MA
call regarding prices
From EPA Biodiesel Analysis:
Energy Content Differences
Conventional diesel | 129,500 Btu/gal | Conventional diesel | 129,500 Btu/gal
Animal-based biodiesel | 115720 | Plant-based biodiesel | 119216
% CO2 Emissions reduction from base fuel:
Clean Base fuel (0 or1): | 0
Animal Biodiesel (0 or 1): | 1
% biodiesel | 100
emissions change: | -0.010831
this calc doesn't include life cycle reductions from carbon sequestration
With life cycle considerations, we have a larger reduction in emissions
see http://www.biodiesel.org/tools/calculator/default.aspx?AspxAutoDetectCookieSupport=1
emailed to find out about calcs 10/1
Gathered 10/1/2008 | B5 Price ($/gal) | B20 Price ($/gal) | B100
Bursaw Gas & Oil |  | 3.85 | 5.29
Loud Fuel Co. |  | 3.99
Mass Biofuel
Homestead Inc. |  |  | 4.75
Kasden Fuel (CT) | 3.89
Average: | 3.89 | 3.92 | 5.02

## Uncertainty
CO2 Emission Uncertainty
| 2009 | 2010 | 2011 | 2012 | 2013 | 2014 | 2015 | 2016 | 2017 | 2018 | 2019 | 2020 | 2021 | 2022 | 2023 | 2024 | 2025 | 2026 | 2027 | 2028 | 2029 | 2030
Curr Selection Emissions (lbs) | 23372.2128 | 23372.2128 | 23372.2128 | 23372.2128 | 23372.2128 | 23372.2128 | 23372.2128 | 23372.2128 | 23372.2128 | 23372.2128 | 23372.2128 | 23372.2128 | 23372.2128 | 23372.2128 | 23372.2128 | 23372.2128 | 23372.2128 | 23372.2128 | 23372.2128 | 23372.2128 | 23372.2128 | 23372.2128
Status Quo Emissions (lbs) | 23372.2128 | 23372.2128 | 23372.2128 | 23372.2128 | 23372.2128 | 23372.2128 | 23372.2128 | 23372.2128 | 23372.2128 | 23372.2128 | 23372.2128 | 23372.2128 | 23372.2128 | 23372.2128 | 23372.2128 | 23372.2128 | 23372.2128 | 23372.2128 | 23372.2128 | 23372.2128 | 23372.2128 | 23372.2128
Carbon Price ($/ton) | 32 | 32 | 32 | 32 | 32 | 32 | 32 | 32 | 32 | 32 | #NAME? | #NAME? | #NAME? | #NAME? | #NAME? | #NAME? | #NAME? | #NAME? | #NAME? | #NAME? | #NAME? | #NAME?
Selection CO2 Cost | 373.9554 | 373.9554 | 373.9554 | 373.9554 | 373.9554 | 373.9554 | 373.9554 | 373.9554 | 373.9554 | 373.9554 | #NAME? | #NAME? | #NAME? | #NAME? | #NAME? | #NAME? | #NAME? | #NAME? | #NAME? | #NAME? | #NAME? | #NAME?
SQ CO2 Cost | 373.9554 | 373.9554 | 373.9554 | 373.9554 | 373.9554 | 373.9554 | 373.9554 | 373.9554 | 373.9554 | 373.9554 | #NAME? | #NAME? | #NAME? | #NAME? | #NAME? | #NAME? | #NAME? | #NAME? | #NAME? | #NAME? | #NAME? | #NAME?
Annualized Costs
| Proposed Changes | Status Quo
Financial | 3699.3605 | 3699.3605
Health Impacts | 2374.2492 | 2374.2492
Emissions
SO2 | 64.1037 | 64.1037
NOX | 20.7147 | 20.7147
CO2 | #NAME? | #NAME?
Total Cost | #NAME? | #NAME?
Line Graph Time Series
Proposed Changes | 2009 | 2010 | 2011 | 2012 | 2013 | 2014 | 2015 | 2016 | 2017 | 2018 | 2019 | 2020 | 2021 | 2022 | 2023 | 2024 | 2025 | 2026 | 2027 | 2028 | 2029 | 2030 | 2009 | 2010 | 2011 | 2012 | 2013 | 2014 | 2015 | 2016 | 2017 | 2018 | 2019 | 2020 | 2021 | 2022 | 2023 | 2024 | 2025 | 2026 | 2027 | 2028 | 2029 | 2030
10th Percentile | 6532.3834 | 6532.3834 | 6532.3834 | 6532.3834 | 6532.3834 | 6532.3834 | 6532.3834 | 6532.3834 | 6532.3834 | 6532.3834 | #NAME? | #NAME? | #NAME? | #NAME? | #NAME? | #NAME? | #NAME? | #NAME? | #NAME? | #NAME? | #NAME? | #NAME?
50th Percentile | 6532.3834 | 6532.3834 | 6532.3834 | 6532.3834 | 6532.3834 | 6532.3834 | 6532.3834 | 6532.3834 | 6532.3834 | 6532.3834 | #NAME? | #NAME? | #NAME? | #NAME? | #NAME? | #NAME? | #NAME? | #NAME? | #NAME? | #NAME? | #NAME? | #NAME?
90th Percentile | 6532.3834 | 6532.3834 | 6532.3834 | 6532.3834 | 6532.3834 | 6532.3834 | 6532.3834 | 6532.3834 | 6532.3834 | 6532.3834 | #NAME? | #NAME? | #NAME? | #NAME? | #NAME? | #NAME? | #NAME? | #NAME? | #NAME? | #NAME? | #NAME? | #NAME?
Status Quo
10th Percentile | [22 empty] | 6532.3834 | 6532.3834 | 6532.3834 | 6532.3834 | 6532.3834 | 6532.3834 | 6532.3834 | 6532.3834 | 6532.3834 | 6532.3834 | #NAME? | #NAME? | #NAME? | #NAME? | #NAME? | #NAME? | #NAME? | #NAME? | #NAME? | #NAME? | #NAME? | #NAME?
50th Percentile | [22 empty] | 6532.3834 | 6532.3834 | 6532.3834 | 6532.3834 | 6532.3834 | 6532.3834 | 6532.3834 | 6532.3834 | 6532.3834 | 6532.3834 | #NAME? | #NAME? | #NAME? | #NAME? | #NAME? | #NAME? | #NAME? | #NAME? | #NAME? | #NAME? | #NAME? | #NAME?
90th Percentile | [22 empty] | 6532.3834 | 6532.3834 | 6532.3834 | 6532.3834 | 6532.3834 | 6532.3834 | 6532.3834 | 6532.3834 | 6532.3834 | 6532.3834 | #NAME? | #NAME? | #NAME? | #NAME? | #NAME? | #NAME? | #NAME? | #NAME? | #NAME? | #NAME? | #NAME? | #NAME?
|  |  |  | Probability Density Function | [5 empty] | Stats for Graph
|  |  |  | Bucket | Proposed Changes | Proposed Changes | SQ | Status Quo |  |  | Current | Status Quo
|  |  |  | 0 | #NAME? | #NAME? | #NAME? | #NAME? |  | Mean | #NAME? | #NAME?
|  |  |  | 100 | #NAME? | #NAME? | #NAME? | #NAME? |  | Std Dev | #NAME? | #NAME?
|  |  |  | 200 | #NAME? | #NAME? | #NAME? | #NAME?
|  |  |  | 300 | #NAME? | #NAME? | #NAME? | #NAME? |  | 2 Above | #NAME? | #NAME?
|  |  |  | 400 | #NAME? | #NAME? | #NAME? | #NAME? |  | 2 Below | #NAME? | #NAME?
Tol Distribution |  |  |  | 500 | #NAME? | #NAME? | #NAME? | #NAME?
Cost of Damages | Prob |  |  | 600 | #NAME? | #NAME? | #NAME? | #NAME? |  |  | Value | Row #
-500 | 1.4792e-05 |  |  | 700 | #NAME? | #NAME? | #NAME? | #NAME? |  | Upper Bound | #NAME? | #NAME?
-499 | 1.4864e-05 |  |  | 800 | #NAME? | #NAME? | #NAME? | #NAME? |  | Lower Bound | #NAME? | #NAME?
-498 | 1.4938e-05 |  |  | 900 | #NAME? | #NAME? | #NAME? | #NAME? |  |  | difference: | #NAME?
-497 | 1.5011e-05 |  |  | 1000 | #NAME? | #NAME? | #NAME? | #NAME?
-496 | 1.5086e-05 |  |  | 1100 | #NAME? | #NAME? | #NAME? | #NAME?
-495 | 1.5161e-05 |  |  | 1200 | #NAME? | #NAME? | #NAME? | #NAME?
-494 | 1.5236e-05 |  |  | 1300 | #NAME? | #NAME? | #NAME? | #NAME?
-493 | 1.5312e-05 |  |  | 1400 | #NAME? | #NAME? | #NAME? | #NAME?
-492 | 1.5388e-05 |  |  | 1500 | #NAME? | #NAME? | #NAME? | #NAME?
-491 | 1.5465e-05 |  |  | 1600 | #NAME? | #NAME? | #NAME? | #NAME?
-490 | 1.5543e-05 |  |  | 1700 | #NAME? | #NAME? | #NAME? | #NAME?
-489 | 1.5621e-05 |  |  | 1800 | #NAME? | #NAME? | #NAME? | #NAME?
-488 | 1.57e-05 |  |  | 1900 | #NAME? | #NAME? | #NAME? | #NAME?
-487 | 1.5779e-05 |  |  | 2000 | #NAME? | #NAME? | #NAME? | #NAME?
-486 | 1.5859e-05 |  |  | 2100 | #NAME? | #NAME? | #NAME? | #NAME?
-485 | 1.594e-05 |  |  | 2200 | #NAME? | #NAME? | #NAME? | #NAME?
-484 | 1.6021e-05 |  |  | 2300 | #NAME? | #NAME? | #NAME? | #NAME?
-483 | 1.6102e-05 |  |  | 2400 | #NAME? | #NAME? | #NAME? | #NAME?
-482 | 1.6185e-05 |  |  | 2500 | #NAME? | #NAME? | #NAME? | #NAME?
-481 | 1.6267e-05 |  |  | 2600 | #NAME? | #NAME? | #NAME? | #NAME?
-480 | 1.6351e-05 |  |  | 2700 | #NAME? | #NAME? | #NAME? | #NAME?
-479 | 1.6435e-05 |  |  | 2800 | #NAME? | #NAME? | #NAME? | #NAME?
-478 | 1.652e-05 |  |  | 2900 | #NAME? | #NAME? | #NAME? | #NAME?
-477 | 1.6605e-05 |  |  | 3000 | #NAME? | #NAME? | #NAME? | #NAME?
-476 | 1.6691e-05 |  |  | 3100 | #NAME? | #NAME? | #NAME? | #NAME?
-475 | 1.6778e-05 |  |  | 3200 | #NAME? | #NAME? | #NAME? | #NAME?
-474 | 1.6865e-05 |  |  | 3300 | #NAME? | #NAME? | #NAME? | #NAME?
-473 | 1.6953e-05 |  |  | 3400 | #NAME? | #NAME? | #NAME? | #NAME?
-472 | 1.7042e-05 |  |  | 3500 | #NAME? | #NAME? | #NAME? | #NAME?
-471 | 1.7131e-05 |  |  | 3600 | #NAME? | #NAME? | #NAME? | #NAME?
-470 | 1.7221e-05 |  |  | 3700 | #NAME? | #NAME? | #NAME? | #NAME?
-469 | 1.7311e-05 |  |  | 3800 | #NAME? | #NAME? | #NAME? | #NAME?
-468 | 1.7403e-05 |  |  | 3900 | #NAME? | #NAME? | #NAME? | #NAME?
-467 | 1.7495e-05 |  |  | 4000 | #NAME? | #NAME? | #NAME? | #NAME?
-466 | 1.7587e-05 |  |  | 4100 | #NAME? | #NAME? | #NAME? | #NAME?
-465 | 1.7681e-05 |  |  | 4200 | #NAME? | #NAME? | #NAME? | #NAME?
-464 | 1.7775e-05 |  |  | 4300 | #NAME? | #NAME? | #NAME? | #NAME?
-463 | 1.787e-05 |  |  | 4400 | #NAME? | #NAME? | #NAME? | #NAME?
-462 | 1.7965e-05 |  |  | 4500 | #NAME? | #NAME? | #NAME? | #NAME?
-461 | 1.8062e-05 |  |  | 4600 | #NAME? | #NAME? | #NAME? | #NAME?
-460 | 1.8159e-05 |  |  | 4700 | #NAME? | #NAME? | #NAME? | #NAME?
-459 | 1.8256e-05 |  |  | 4800 | #NAME? | #NAME? | #NAME? | #NAME?
-458 | 1.8355e-05 |  |  | 4900 | #NAME? | #NAME? | #NAME? | #NAME?
-457 | 1.8454e-05 |  |  | 5000 | #NAME? | #NAME? | #NAME? | #NAME?
-456 | 1.8554e-05 |  |  | 5100 | #NAME? | #NAME? | #NAME? | #NAME?
-455 | 1.8655e-05 |  |  | 5200 | #NAME? | #NAME? | #NAME? | #NAME?
-454 | 1.8756e-05 |  |  | 5300 | #NAME? | #NAME? | #NAME? | #NAME?
-453 | 1.8859e-05 |  |  | 5400 | #NAME? | #NAME? | #NAME? | #NAME?
-452 | 1.8962e-05 |  |  | 5500 | #NAME? | #NAME? | #NAME? | #NAME?
-451 | 1.9066e-05 |  |  | 5600 | #NAME? | #NAME? | #NAME? | #NAME?
-450 | 1.917e-05 |  |  | 5700 | #NAME? | #NAME? | #NAME? | #NAME?
-449 | 1.9276e-05 |  |  | 5800 | #NAME? | #NAME? | #NAME? | #NAME?
-448 | 1.9382e-05 |  |  | 5900 | #NAME? | #NAME? | #NAME? | #NAME?
-447 | 1.9489e-05 |  |  | 6000 | #NAME? | #NAME? | #NAME? | #NAME?
-446 | 1.9597e-05 |  |  | 6100 | #NAME? | #NAME? | #NAME? | #NAME?
-445 | 1.9706e-05 |  |  | 6200 | #NAME? | #NAME? | #NAME? | #NAME?
-444 | 1.9816e-05 |  |  | 6300 | #NAME? | #NAME? | #NAME? | #NAME?
-443 | 1.9927e-05 |  |  | 6400 | #NAME? | #NAME? | #NAME? | #NAME?
-442 | 2.0038e-05 |  |  | 6500 | #NAME? | #NAME? | #NAME? | #NAME?
-441 | 2.015e-05 |  |  | 6600 | #NAME? | #NAME? | #NAME? | #NAME?
-440 | 2.0263e-05 |  |  | 6700 | #NAME? | #NAME? | #NAME? | #NAME?
-439 | 2.0378e-05 |  |  | 6800 | #NAME? | #NAME? | #NAME? | #NAME?
-438 | 2.0493e-05 |  |  | 6900 | #NAME? | #NAME? | #NAME? | #NAME?
-437 | 2.0608e-05 |  |  | 7000 | #NAME? | #NAME? | #NAME? | #NAME?
-436 | 2.0725e-05 |  |  | 7100 | #NAME? | #NAME? | #NAME? | #NAME?
-435 | 2.0843e-05 |  |  | 7200 | #NAME? | #NAME? | #NAME? | #NAME?
-434 | 2.0961e-05 |  |  | 7300 | #NAME? | #NAME? | #NAME? | #NAME?
-433 | 2.1081e-05 |  |  | 7400 | #NAME? | #NAME? | #NAME? | #NAME?
-432 | 2.1202e-05 |  |  | 7500 | #NAME? | #NAME? | #NAME? | #NAME?
-431 | 2.1323e-05 |  |  | 7600 | #NAME? | #NAME? | #NAME? | #NAME?
-430 | 2.1446e-05 |  |  | 7700 | #NAME? | #NAME? | #NAME? | #NAME?
-429 | 2.1569e-05 |  |  | 7800 | #NAME? | #NAME? | #NAME? | #NAME?
-428 | 2.1693e-05 |  |  | 7900 | #NAME? | #NAME? | #NAME? | #NAME?
-427 | 2.1819e-05 |  |  | 8000 | #NAME? | #NAME? | #NAME? | #NAME?
-426 | 2.1945e-05 |  |  | 8100 | #NAME? | #NAME? | #NAME? | #NAME?
-425 | 2.2073e-05 |  |  | 8200 | #NAME? | #NAME? | #NAME? | #NAME?
-424 | 2.2201e-05 |  |  | 8300 | #NAME? | #NAME? | #NAME? | #NAME?
-423 | 2.233e-05 |  |  | 8400 | #NAME? | #NAME? | #NAME? | #NAME?
-422 | 2.2461e-05 |  |  | 8500 | #NAME? | #NAME? | #NAME? | #NAME?
-421 | 2.2592e-05 |  |  | 8600 | #NAME? | #NAME? | #NAME? | #NAME?
-420 | 2.2725e-05 |  |  | 8700 | #NAME? | #NAME? | #NAME? | #NAME?
-419 | 2.2859e-05 |  |  | 8800 | #NAME? | #NAME? | #NAME? | #NAME?
-418 | 2.2993e-05 |  |  | 8900 | #NAME? | #NAME? | #NAME? | #NAME?
-417 | 2.3129e-05 |  |  | 9000 | #NAME? | #NAME? | #NAME? | #NAME?
-416 | 2.3266e-05 |  |  | 9100 | #NAME? | #NAME? | #NAME? | #NAME?
-415 | 2.3404e-05 |  |  | 9200 | #NAME? | #NAME? | #NAME? | #NAME?
-414 | 2.3543e-05 |  |  | 9300 | #NAME? | #NAME? | #NAME? | #NAME?
-413 | 2.3684e-05 |  |  | 9400 | #NAME? | #NAME? | #NAME? | #NAME?
-412 | 2.3825e-05 |  |  | 9500 | #NAME? | #NAME? | #NAME? | #NAME?
-411 | 2.3968e-05 |  |  | 9600 | #NAME? | #NAME? | #NAME? | #NAME?
-410 | 2.4111e-05 |  |  | 9700 | #NAME? | #NAME? | #NAME? | #NAME?
-409 | 2.4256e-05 |  |  | 9800 | #NAME? | #NAME? | #NAME? | #NAME?
-408 | 2.4402e-05 |  |  | 9900 | #NAME? | #NAME? | #NAME? | #NAME?
-407 | 2.455e-05 |  |  | 10000 | #NAME? | #NAME? | #NAME? | #NAME?
-406 | 2.4698e-05 |  |  | 10100 | #NAME? | #NAME? | #NAME? | #NAME?
-405 | 2.4848e-05 |  |  | 10200 | #NAME? | #NAME? | #NAME? | #NAME?
-404 | 2.4999e-05 |  |  | 10300 | #NAME? | #NAME? | #NAME? | #NAME?
-403 | 2.5151e-05 |  |  | 10400 | #NAME? | #NAME? | #NAME? | #NAME?
-402 | 2.5304e-05 |  |  | 10500 | #NAME? | #NAME? | #NAME? | #NAME?
-401 | 2.5459e-05 |  |  | 10600 | #NAME? | #NAME? | #NAME? | #NAME?
-400 | 2.5615e-05 |  |  | 10700 | #NAME? | #NAME? | #NAME? | #NAME?
-399 | 2.5772e-05 |  |  | 10800 | #NAME? | #NAME? | #NAME? | #NAME?
-398 | 2.5931e-05 |  |  | 10900 | #NAME? | #NAME? | #NAME? | #NAME?
-397 | 2.6091e-05 |  |  | 11000 | #NAME? | #NAME? | #NAME? | #NAME?
-396 | 2.6252e-05 |  |  | 11100 | #NAME? | #NAME? | #NAME? | #NAME?
-395 | 2.6414e-05 |  |  | 11200 | #NAME? | #NAME? | #NAME? | #NAME?
-394 | 2.6578e-05 |  |  | 11300 | #NAME? | #NAME? | #NAME? | #NAME?
-393 | 2.6743e-05 |  |  | 11400 | #NAME? | #NAME? | #NAME? | #NAME?
-392 | 2.691e-05 |  |  | 11500 | #NAME? | #NAME? | #NAME? | #NAME?
-391 | 2.7078e-05 |  |  | 11600 | #NAME? | #NAME? | #NAME? | #NAME?
-390 | 2.7247e-05 |  |  | 11700 | #NAME? | #NAME? | #NAME? | #NAME?
-389 | 2.7418e-05 |  |  | 11800 | #NAME? | #NAME? | #NAME? | #NAME?
-388 | 2.759e-05 |  |  | 11900 | #NAME? | #NAME? | #NAME? | #NAME?
-387 | 2.7763e-05 |  |  | 12000 | #NAME? | #NAME? | #NAME? | #NAME?
-386 | 2.7938e-05 |  |  | 12100 | #NAME? | #NAME? | #NAME? | #NAME?
-385 | 2.8115e-05 |  |  | 12200 | #NAME? | #NAME? | #NAME? | #NAME?
-384 | 2.8293e-05 |  |  | 12300 | #NAME? | #NAME? | #NAME? | #NAME?
-383 | 2.8472e-05 |  |  | 12400 | #NAME? | #NAME? | #NAME? | #NAME?
-382 | 2.8653e-05 |  |  | 12500 | #NAME? | #NAME? | #NAME? | #NAME?
-381 | 2.8836e-05 |  |  | 12600 | #NAME? | #NAME? | #NAME? | #NAME?
-380 | 2.902e-05 |  |  | 12700 | #NAME? | #NAME? | #NAME? | #NAME?
-379 | 2.9205e-05 |  |  | 12800 | #NAME? | #NAME? | #NAME? | #NAME?
-378 | 2.9392e-05 |  |  | 12900 | #NAME? | #NAME? | #NAME? | #NAME?
-377 | 2.9581e-05 |  |  | 13000 | #NAME? | #NAME? | #NAME? | #NAME?
-376 | 2.9771e-05 |  |  | 13100 | #NAME? | #NAME? | #NAME? | #NAME?
-375 | 2.9963e-05 |  |  | 13200 | #NAME? | #NAME? | #NAME? | #NAME?
-374 | 3.0157e-05 |  |  | 13300 | #NAME? | #NAME? | #NAME? | #NAME?
-373 | 3.0352e-05 |  |  | 13400 | #NAME? | #NAME? | #NAME? | #NAME?
-372 | 3.0548e-05 |  |  | 13500 | #NAME? | #NAME? | #NAME? | #NAME?
-371 | 3.0747e-05 |  |  | 13600 | #NAME? | #NAME? | #NAME? | #NAME?
-370 | 3.0947e-05 |  |  | 13700 | #NAME? | #NAME? | #NAME? | #NAME?
-369 | 3.1149e-05 |  |  | 13800 | #NAME? | #NAME? | #NAME? | #NAME?
-368 | 3.1352e-05 |  |  | 13900 | #NAME? | #NAME? | #NAME? | #NAME?
-367 | 3.1557e-05 |  |  | 14000 | #NAME? | #NAME? | #NAME? | #NAME?
-366 | 3.1764e-05 |  |  | 14100 | #NAME? | #NAME? | #NAME? | #NAME?
-365 | 3.1973e-05 |  |  | 14200 | #NAME? | #NAME? | #NAME? | #NAME?
-364 | 3.2183e-05 |  |  | 14300 | #NAME? | #NAME? | #NAME? | #NAME?
-363 | 3.2396e-05 |  |  | 14400 | #NAME? | #NAME? | #NAME? | #NAME?
-362 | 3.261e-05 |  |  | 14500 | #NAME? | #NAME? | #NAME? | #NAME?
-361 | 3.2825e-05 |  |  | 14600 | #NAME? | #NAME? | #NAME? | #NAME?
-360 | 3.3043e-05 |  |  | 14700 | #NAME? | #NAME? | #NAME? | #NAME?
-359 | 3.3263e-05 |  |  | 14800 | #NAME? | #NAME? | #NAME? | #NAME?
-358 | 3.3484e-05 |  |  | 14900 | #NAME? | #NAME? | #NAME? | #NAME?
-357 | 3.3707e-05 |  |  | 15000 | #NAME? | #NAME? | #NAME? | #NAME?
-356 | 3.3933e-05 |  |  | 15100 | #NAME? | #NAME? | #NAME? | #NAME?
-355 | 3.416e-05 |  |  | 15200 | #NAME? | #NAME? | #NAME? | #NAME?
-354 | 3.4389e-05 |  |  | 15300 | #NAME? | #NAME? | #NAME? | #NAME?
-353 | 3.462e-05 |  |  | 15400 | #NAME? | #NAME? | #NAME? | #NAME?
-352 | 3.4853e-05 |  |  | 15500 | #NAME? | #NAME? | #NAME? | #NAME?
-351 | 3.5088e-05 |  |  | 15600 | #NAME? | #NAME? | #NAME? | #NAME?
-350 | 3.5325e-05 |  |  | 15700 | #NAME? | #NAME? | #NAME? | #NAME?
-349 | 3.5564e-05 |  |  | 15800 | #NAME? | #NAME? | #NAME? | #NAME?
-348 | 3.5805e-05 |  |  | 15900 | #NAME? | #NAME? | #NAME? | #NAME?
-347 | 3.6048e-05 |  |  | 16000 | #NAME? | #NAME? | #NAME? | #NAME?
-346 | 3.6293e-05 |  |  | 16100 | #NAME? | #NAME? | #NAME? | #NAME?
-345 | 3.654e-05 |  |  | 16200 | #NAME? | #NAME? | #NAME? | #NAME?
-344 | 3.679e-05 |  |  | 16300 | #NAME? | #NAME? | #NAME? | #NAME?
-343 | 3.7041e-05 |  |  | 16400 | #NAME? | #NAME? | #NAME? | #NAME?
-342 | 3.7295e-05 |  |  | 16500 | #NAME? | #NAME? | #NAME? | #NAME?
-341 | 3.7551e-05 |  |  | 16600 | #NAME? | #NAME? | #NAME? | #NAME?
-340 | 3.7809e-05 |  |  | 16700 | #NAME? | #NAME? | #NAME? | #NAME?
-339 | 3.8069e-05 |  |  | 16800 | #NAME? | #NAME? | #NAME? | #NAME?
-338 | 3.8332e-05 |  |  | 16900 | #NAME? | #NAME? | #NAME? | #NAME?
-337 | 3.8596e-05 |  |  | 17000 | #NAME? | #NAME? | #NAME? | #NAME?
-336 | 3.8863e-05
-335 | 3.9133e-05 |  |  | sum | #NAME? |  | #NAME?
-334 | 3.9404e-05
-333 | 3.9678e-05
-332 | 3.9955e-05
-331 | 4.0233e-05
-330 | 4.0514e-05
-329 | 4.0798e-05
-328 | 4.1084e-05
-327 | 4.1372e-05
-326 | 4.1663e-05
-325 | 4.1957e-05
-324 | 4.2253e-05
-323 | 4.2551e-05
-322 | 4.2852e-05
-321 | 4.3156e-05
-320 | 4.3462e-05
-319 | 4.3771e-05
-318 | 4.4083e-05
-317 | 4.4397e-05
-316 | 4.4714e-05
-315 | 4.5034e-05
-314 | 4.5356e-05
-313 | 4.5682e-05
-312 | 4.601e-05
-311 | 4.6341e-05
-310 | 4.6674e-05
-309 | 4.7011e-05
-308 | 4.7351e-05
-307 | 4.7693e-05
-306 | 4.8038e-05
-305 | 4.8387e-05
-304 | 4.8738e-05
-303 | 4.9093e-05
-302 | 4.945e-05
-301 | 4.9811e-05
-300 | 5.0175e-05
-299 | 5.0542e-05
-298 | 5.0912e-05
-297 | 5.1285e-05
-296 | 5.1661e-05
-295 | 5.2041e-05
-294 | 5.2424e-05
-293 | 5.281e-05
-292 | 5.32e-05
-291 | 5.3593e-05
-290 | 5.3989e-05
-289 | 5.4389e-05
-288 | 5.4793e-05
-287 | 5.5199e-05
-286 | 5.561e-05
-285 | 5.6023e-05
-284 | 5.6441e-05
-283 | 5.6862e-05
-282 | 5.7286e-05
-281 | 5.7715e-05
-280 | 5.8147e-05
-279 | 5.8583e-05
-278 | 5.9022e-05
-277 | 5.9465e-05
-276 | 5.9913e-05
-275 | 6.0364e-05
-274 | 6.0819e-05
-273 | 6.1277e-05
-272 | 6.174e-05
-271 | 6.2207e-05
-270 | 6.2678e-05
-269 | 6.3153e-05
-268 | 6.3632e-05
-267 | 6.4115e-05
-266 | 6.4603e-05
-265 | 6.5094e-05
-264 | 6.559e-05
-263 | 6.6091e-05
-262 | 6.6595e-05
-261 | 6.7104e-05
-260 | 6.7617e-05
-259 | 6.8135e-05
-258 | 6.8658e-05
-257 | 6.9185e-05
-256 | 6.9716e-05
-255 | 7.0252e-05
-254 | 7.0793e-05
-253 | 7.1339e-05
-252 | 7.1889e-05
-251 | 7.2444e-05
-250 | 7.3004e-05
-249 | 7.3569e-05
-248 | 7.4139e-05
-247 | 7.4714e-05
-246 | 7.5294e-05
-245 | 7.5879e-05
-244 | 7.647e-05
-243 | 7.7065e-05
-242 | 7.7666e-05
-241 | 7.8272e-05
-240 | 7.8884e-05
-239 | 7.9501e-05
-238 | 8.0123e-05
-237 | 8.0751e-05
-236 | 8.1385e-05
-235 | 8.2024e-05
-234 | 8.2669e-05
-233 | 8.332e-05
-232 | 8.3977e-05
-231 | 8.464e-05
-230 | 8.5309e-05
-229 | 8.5983e-05
-228 | 8.6664e-05
-227 | 8.7352e-05
-226 | 8.8045e-05
-225 | 8.8745e-05
-224 | 8.9452e-05
-223 | 9.0165e-05
-222 | 9.0884e-05
-221 | 9.1611e-05
-220 | 9.2344e-05
-219 | 9.3084e-05
-218 | 9.3831e-05
-217 | 9.4585e-05
-216 | 9.5347e-05
-215 | 9.6115e-05
-214 | 9.6891e-05
-213 | 9.7675e-05
-212 | 9.8466e-05
-211 | 9.9264e-05
-210 | 0.00010007
-209 | 0.00010089
-208 | 0.00010171
-207 | 0.00010254
-206 | 0.00010338
-205 | 0.00010422
-204 | 0.00010508
-203 | 0.00010595
-202 | 0.00010682
-201 | 0.0001077
-200 | 0.00010859
-199 | 0.00010949
-198 | 0.0001104
-197 | 0.00011132
-196 | 0.00011225
-195 | 0.00011319
-194 | 0.00011414
-193 | 0.0001151
-192 | 0.00011607
-191 | 0.00011705
-190 | 0.00011804
-189 | 0.00011904
-188 | 0.00012006
-187 | 0.00012108
-186 | 0.00012212
-185 | 0.00012317
-184 | 0.00012423
-183 | 0.0001253
-182 | 0.00012639
-181 | 0.00012748
-180 | 0.0001286
-179 | 0.00012972
-178 | 0.00013086
-177 | 0.00013201
-176 | 0.00013318
-175 | 0.00013436
-174 | 0.00013555
-173 | 0.00013676
-172 | 0.00013799
-171 | 0.00013923
-170 | 0.00014049
-169 | 0.00014176
-168 | 0.00014305
-167 | 0.00014436
-166 | 0.00014569
-165 | 0.00014703
-164 | 0.00014839
-163 | 0.00014977
-162 | 0.00015117
-161 | 0.00015259
-160 | 0.00015403
-159 | 0.00015549
-158 | 0.00015698
-157 | 0.00015848
-156 | 0.00016001
-155 | 0.00016156
-154 | 0.00016313
-153 | 0.00016473
-152 | 0.00016635
-151 | 0.000168
-150 | 0.00016967
-149 | 0.00017137
-148 | 0.0001731
-147 | 0.00017485
-146 | 0.00017664
-145 | 0.00017845
-144 | 0.0001803
-143 | 0.00018218
-142 | 0.00018409
-141 | 0.00018603
-140 | 0.00018801
-139 | 0.00019003
-138 | 0.00019208
-137 | 0.00019417
-136 | 0.0001963
-135 | 0.00019847
-134 | 0.00020068
-133 | 0.00020293
-132 | 0.00020523
-131 | 0.00020757
-130 | 0.00020997
-129 | 0.00021241
-128 | 0.0002149
-127 | 0.00021745
-126 | 0.00022005
-125 | 0.00022271
-124 | 0.00022542
-123 | 0.0002282
-122 | 0.00023104
-121 | 0.00023395
-120 | 0.00023693
-119 | 0.00023997
-118 | 0.00024309
-117 | 0.00024629
-116 | 0.00024957
-115 | 0.00025293
-114 | 0.00025638
-113 | 0.00025991
-112 | 0.00026355
-111 | 0.00026728
-110 | 0.00027111
-109 | 0.00027505
-108 | 0.0002791
-107 | 0.00028326
-106 | 0.00028755
-105 | 0.00029196
-104 | 0.00029651
-103 | 0.00030119
-102 | 0.00030602
-101 | 0.000311
-100 | 0.00031614
-99 | 0.00032144
-98 | 0.00032692
-97 | 0.00033258
-96 | 0.00033842
-95 | 0.00034447
-94 | 0.00035072
-93 | 0.00035719
-92 | 0.00036388
-91 | 0.00037081
-90 | 0.00037799
-89 | 0.00038544
-88 | 0.00039315
-87 | 0.00040115
-86 | 0.00040945
-85 | 0.00041806
-84 | 0.000427
-83 | 0.00043628
-82 | 0.00044592
-81 | 0.00045593
-80 | 0.00046633
-79 | 0.00047715
-78 | 0.00048839
-77 | 0.00050009
-76 | 0.00051225
-75 | 0.0005249
-74 | 0.00053806
-73 | 0.00055175
-72 | 0.00056601
-71 | 0.00058085
-70 | 0.00059629
-69 | 0.00061237
-68 | 0.00062911
-67 | 0.00064655
-66 | 0.0006647
-65 | 0.00068361
-64 | 0.0007033
-63 | 0.00072381
-62 | 0.00074517
-61 | 0.00076742
-60 | 0.0007906
-59 | 0.00081474
-58 | 0.00083989
-57 | 0.00086608
-56 | 0.00089337
-55 | 0.00092179
-54 | 0.00095141
-53 | 0.00098226
-52 | 0.0010144
-51 | 0.0010479
-50 | 0.0010828
-49 | 0.0011192
-48 | 0.0011571
-47 | 0.0011967
-46 | 0.0012379
-45 | 0.001281
-44 | 0.0013259
-43 | 0.0013727
-42 | 0.0014217
-41 | 0.0014728
-40 | 0.0015263
-39 | 0.0015823
-38 | 0.0016408
-37 | 0.0017022
-36 | 0.0017666
-35 | 0.0018342
-34 | 0.0019053
-33 | 0.0019802
-32 | 0.0020592
-31 | 0.0021427
-30 | 0.0022311
-29 | 0.002325
-28 | 0.0024249
-27 | 0.0025315
-26 | 0.0026458
-25 | 0.0027686
-24 | 0.002901
-23 | 0.0030444
-22 | 0.0032003
-21 | 0.0033704
-20 | 0.0035566
-19 | 0.0037611
-18 | 0.0039865
-17 | 0.0042353
-16 | 0.0045106
-15 | 0.0048157
-14 | 0.0051543
-13 | 0.0055307
-12 | 0.0059498
-11 | 0.0064174
-10 | 0.0069402
-9 | 0.0075258
-8 | 0.008183
-7 | 0.0089232
-6 | 0.0097609
-5 | 0.010712
-4 | 0.01178
-3 | 0.012942
-2 | 0.014134
-1 | 0.015262
0 | 0.016224
1 | 0.016944
2 | 0.017378
3 | 0.017523
4 | 0.017417
5 | 0.017126
6 | 0.016717
7 | 0.016245
8 | 0.015742
9 | 0.015222
10 | 0.01469
11 | 0.014149
12 | 0.013603
13 | 0.013057
14 | 0.012514
15 | 0.01198
16 | 0.011458
17 | 0.010952
18 | 0.010463
19 | 0.0099951
20 | 0.0095495
21 | 0.0091279
22 | 0.0087313
23 | 0.0083601
24 | 0.0080141
25 | 0.0076925
26 | 0.0073942
27 | 0.0071179
28 | 0.0068619
29 | 0.0066245
30 | 0.0064039
31 | 0.0061986
32 | 0.0060068
33 | 0.0058273
34 | 0.0056585
35 | 0.0054995
36 | 0.005349
37 | 0.0052062
38 | 0.0050703
39 | 0.0049405
40 | 0.0048162
41 | 0.004697
42 | 0.0045823
43 | 0.0044717
44 | 0.0043649
45 | 0.0042616
46 | 0.0041615
47 | 0.0040643
48 | 0.0039699
49 | 0.003878
50 | 0.0037886
51 | 0.0037014
52 | 0.0036164
53 | 0.0035335
54 | 0.0034525
55 | 0.0033734
56 | 0.003296
57 | 0.0032204
58 | 0.0031465
59 | 0.0030742
60 | 0.0030034
61 | 0.0029342
62 | 0.0028664
63 | 0.0028002
64 | 0.0027353
65 | 0.0026719
66 | 0.0026099
67 | 0.0025492
68 | 0.0024899
69 | 0.0024319
70 | 0.0023752
71 | 0.0023197
72 | 0.0022656
73 | 0.0022128
74 | 0.0021611
75 | 0.0021108
76 | 0.0020616
77 | 0.0020136
78 | 0.0019669
79 | 0.0019213
80 | 0.0018769
81 | 0.0018336
82 | 0.0017914
83 | 0.0017504
84 | 0.0017105
85 | 0.0016716
86 | 0.0016339
87 | 0.0015971
88 | 0.0015614
89 | 0.0015267
90 | 0.001493
91 | 0.0014602
92 | 0.0014285
93 | 0.0013976
94 | 0.0013676
95 | 0.0013386
96 | 0.0013104
97 | 0.001283
98 | 0.0012565
99 | 0.0012308
100 | 0.0012059
101 | 0.0011817
102 | 0.0011583
103 | 0.0011356
104 | 0.0011136
105 | 0.0010923
106 | 0.0010716
107 | 0.0010516
108 | 0.0010322
109 | 0.0010134
110 | 0.0009952
111 | 0.00097757
112 | 0.00096047
113 | 0.00094391
114 | 0.00092786
115 | 0.0009123
116 | 0.00089722
117 | 0.0008826
118 | 0.00086843
119 | 0.00085469
120 | 0.00084136
121 | 0.00082843
122 | 0.00081589
123 | 0.00080372
124 | 0.00079191
125 | 0.00078045
126 | 0.00076931
127 | 0.0007585
128 | 0.000748
129 | 0.00073779
130 | 0.00072788
131 | 0.00071823
132 | 0.00070886
133 | 0.00069974
134 | 0.00069086
135 | 0.00068223
136 | 0.00067382
137 | 0.00066563
138 | 0.00065766
139 | 0.00064989
140 | 0.00064231
141 | 0.00063493
142 | 0.00062772
143 | 0.0006207
144 | 0.00061384
145 | 0.00060715
146 | 0.00060061
147 | 0.00059423
148 | 0.00058799
149 | 0.00058189
150 | 0.00057594
151 | 0.00057011
152 | 0.00056441
153 | 0.00055883
154 | 0.00055337
155 | 0.00054803
156 | 0.00054279
157 | 0.00053767
158 | 0.00053265
159 | 0.00052772
160 | 0.0005229
161 | 0.00051817
162 | 0.00051353
163 | 0.00050898
164 | 0.00050451
165 | 0.00050013
166 | 0.00049583
167 | 0.00049161
168 | 0.00048746
169 | 0.00048338
170 | 0.00047938
171 | 0.00047545
172 | 0.00047158
173 | 0.00046779
174 | 0.00046405
175 | 0.00046038
176 | 0.00045676
177 | 0.00045321
178 | 0.00044971
179 | 0.00044627
180 | 0.00044289
181 | 0.00043955
182 | 0.00043627
183 | 0.00043304
184 | 0.00042986
185 | 0.00042673
186 | 0.00042364
187 | 0.0004206
188 | 0.0004176
189 | 0.00041465
190 | 0.00041174
191 | 0.00040887
192 | 0.00040604
193 | 0.00040325
194 | 0.0004005
195 | 0.00039779
196 | 0.00039511
197 | 0.00039247
198 | 0.00038986
199 | 0.00038729
200 | 0.00038476
201 | 0.00038225
202 | 0.00037978
203 | 0.00037734
204 | 0.00037493
205 | 0.00037255
206 | 0.0003702
207 | 0.00036788
208 | 0.00036559
209 | 0.00036332
210 | 0.00036108
211 | 0.00035887
212 | 0.00035668
213 | 0.00035452
214 | 0.00035238
215 | 0.00035027
216 | 0.00034818
217 | 0.00034611
218 | 0.00034406
219 | 0.00034204
220 | 0.00034004
221 | 0.00033806
222 | 0.0003361
223 | 0.00033416
224 | 0.00033224
225 | 0.00033034
226 | 0.00032846
227 | 0.00032659
228 | 0.00032475
229 | 0.00032292
230 | 0.00032111
231 | 0.00031931
232 | 0.00031754
233 | 0.00031577
234 | 0.00031403
235 | 0.0003123
236 | 0.00031058
237 | 0.00030888
238 | 0.0003072
239 | 0.00030553
240 | 0.00030387
241 | 0.00030222
242 | 0.00030059
243 | 0.00029898
244 | 0.00029737
245 | 0.00029578
246 | 0.0002942
247 | 0.00029263
248 | 0.00029107
249 | 0.00028953
250 | 0.00028799
251 | 0.00028647
252 | 0.00028496
253 | 0.00028345
254 | 0.00028196
255 | 0.00028048
256 | 0.00027901
257 | 0.00027755
258 | 0.0002761
259 | 0.00027466
260 | 0.00027322
261 | 0.0002718
262 | 0.00027038
263 | 0.00026898
264 | 0.00026758
265 | 0.00026619
266 | 0.00026481
267 | 0.00026344
268 | 0.00026207
269 | 0.00026072
270 | 0.00025937
271 | 0.00025803
272 | 0.00025669
273 | 0.00025537
274 | 0.00025405
275 | 0.00025274
276 | 0.00025143
277 | 0.00025014
278 | 0.00024885
279 | 0.00024756
280 | 0.00024628
281 | 0.00024501
282 | 0.00024375
283 | 0.00024249
284 | 0.00024124
285 | 0.00024
286 | 0.00023876
287 | 0.00023753
288 | 0.0002363
289 | 0.00023508
290 | 0.00023387
291 | 0.00023266
292 | 0.00023146
293 | 0.00023026
294 | 0.00022907
295 | 0.00022789
296 | 0.00022671
297 | 0.00022554
298 | 0.00022437
299 | 0.00022321
300 | 0.00022205
301 | 0.0002209
302 | 0.00021975
303 | 0.00021861
304 | 0.00021748
305 | 0.00021635
306 | 0.00021522
307 | 0.0002141
308 | 0.00021299
309 | 0.00021188
310 | 0.00021077
311 | 0.00020967
312 | 0.00020858
313 | 0.00020749
314 | 0.00020641
315 | 0.00020533
316 | 0.00020426
317 | 0.00020319
318 | 0.00020212
319 | 0.00020106
320 | 0.00020001
321 | 0.00019896
322 | 0.00019792
323 | 0.00019688
324 | 0.00019584
325 | 0.00019481
326 | 0.00019379
327 | 0.00019277
328 | 0.00019175
329 | 0.00019074
330 | 0.00018974
331 | 0.00018874
332 | 0.00018774
333 | 0.00018675
334 | 0.00018576
335 | 0.00018478
336 | 0.0001838
337 | 0.00018283
338 | 0.00018186
339 | 0.00018089
340 | 0.00017994
341 | 0.00017898
342 | 0.00017803
343 | 0.00017709
344 | 0.00017614
345 | 0.00017521
346 | 0.00017428
347 | 0.00017335
348 | 0.00017243
349 | 0.00017151
350 | 0.00017059
351 | 0.00016969
352 | 0.00016878
353 | 0.00016788
354 | 0.00016699
355 | 0.00016609
356 | 0.00016521
357 | 0.00016433
358 | 0.00016345
359 | 0.00016257
360 | 0.0001617
361 | 0.00016084
362 | 0.00015998
363 | 0.00015912
364 | 0.00015827
365 | 0.00015743
366 | 0.00015658
367 | 0.00015574
368 | 0.00015491
369 | 0.00015408
370 | 0.00015326
371 | 0.00015243
372 | 0.00015162
373 | 0.00015081
374 | 0.00015
375 | 0.00014919
376 | 0.00014839
377 | 0.0001476
378 | 0.00014681
379 | 0.00014602
380 | 0.00014524
381 | 0.00014446
382 | 0.00014368
383 | 0.00014291
384 | 0.00014215
385 | 0.00014138
386 | 0.00014063
387 | 0.00013987
388 | 0.00013912
389 | 0.00013838
390 | 0.00013764
391 | 0.0001369
392 | 0.00013617
393 | 0.00013544
394 | 0.00013471
395 | 0.00013399
396 | 0.00013327
397 | 0.00013256
398 | 0.00013185
399 | 0.00013115
400 | 0.00013044
401 | 0.00012975
402 | 0.00012905
403 | 0.00012836
404 | 0.00012768
405 | 0.000127
406 | 0.00012632
407 | 0.00012564
408 | 0.00012497
409 | 0.00012431
410 | 0.00012364
411 | 0.00012299
412 | 0.00012233
413 | 0.00012168
414 | 0.00012103
415 | 0.00012039
416 | 0.00011975
417 | 0.00011911
418 | 0.00011848
419 | 0.00011785
420 | 0.00011722
421 | 0.0001166
422 | 0.00011598
423 | 0.00011537
424 | 0.00011476
425 | 0.00011415
426 | 0.00011355
427 | 0.00011295
428 | 0.00011235
429 | 0.00011176
430 | 0.00011117
431 | 0.00011058
432 | 0.00011
433 | 0.00010942
434 | 0.00010884
435 | 0.00010827
436 | 0.0001077
437 | 0.00010714
438 | 0.00010658
439 | 0.00010602
440 | 0.00010546
441 | 0.00010491
442 | 0.00010436
443 | 0.00010381
444 | 0.00010327
445 | 0.00010273
446 | 0.0001022
447 | 0.00010167
448 | 0.00010114
449 | 0.00010061
450 | 0.00010009
451 | 9.9567e-05
452 | 9.905e-05
453 | 9.8536e-05
454 | 9.8026e-05
455 | 9.7519e-05
456 | 9.7014e-05
457 | 9.6513e-05
458 | 9.6015e-05
459 | 9.552e-05
460 | 9.5028e-05
461 | 9.4538e-05
462 | 9.4052e-05
463 | 9.3569e-05
464 | 9.3089e-05
465 | 9.2612e-05
466 | 9.2137e-05
467 | 9.1666e-05
468 | 9.1197e-05
469 | 9.0731e-05
470 | 9.0268e-05
471 | 8.9808e-05
472 | 8.9351e-05
473 | 8.8897e-05
474 | 8.8445e-05
475 | 8.7996e-05
476 | 8.755e-05
477 | 8.7107e-05
478 | 8.6666e-05
479 | 8.6228e-05
480 | 8.5793e-05
481 | 8.536e-05
482 | 8.493e-05
483 | 8.4503e-05
484 | 8.4078e-05
485 | 8.3656e-05
486 | 8.3237e-05
487 | 8.282e-05
488 | 8.2406e-05
489 | 8.1994e-05
490 | 8.1585e-05
491 | 8.1178e-05
492 | 8.0774e-05
493 | 8.0372e-05
494 | 7.9973e-05
495 | 7.9576e-05
496 | 7.9182e-05
497 | 7.879e-05
498 | 7.8401e-05
499 | 7.8014e-05
500 | 7.7629e-05
501 | 7.7247e-05
502 | 7.6867e-05
503 | 7.6489e-05
504 | 7.6114e-05
505 | 7.5741e-05
506 | 7.537e-05
507 | 7.5002e-05
508 | 7.4636e-05
509 | 7.4272e-05
510 | 7.3911e-05
511 | 7.3551e-05
512 | 7.3194e-05
513 | 7.2839e-05
514 | 7.2487e-05
515 | 7.2136e-05
516 | 7.1788e-05
517 | 7.1441e-05
518 | 7.1097e-05
519 | 7.0755e-05
520 | 7.0415e-05
521 | 7.0077e-05
522 | 6.9742e-05
523 | 6.9408e-05
524 | 6.9076e-05
525 | 6.8747e-05
526 | 6.8419e-05
527 | 6.8094e-05
528 | 6.777e-05
529 | 6.7449e-05
530 | 6.7129e-05
531 | 6.6811e-05
532 | 6.6496e-05
533 | 6.6182e-05
534 | 6.587e-05
535 | 6.556e-05
536 | 6.5252e-05
537 | 6.4946e-05
538 | 6.4642e-05
539 | 6.434e-05
540 | 6.4039e-05
541 | 6.374e-05
542 | 6.3444e-05
543 | 6.3149e-05
544 | 6.2855e-05
545 | 6.2564e-05
546 | 6.2274e-05
547 | 6.1986e-05
548 | 6.17e-05
549 | 6.1416e-05
550 | 6.1133e-05
551 | 6.0852e-05
552 | 6.0573e-05
553 | 6.0295e-05
554 | 6.002e-05
555 | 5.9745e-05
556 | 5.9473e-05
557 | 5.9202e-05
558 | 5.8933e-05
559 | 5.8665e-05
560 | 5.8399e-05
561 | 5.8135e-05
562 | 5.7872e-05
563 | 5.7611e-05
564 | 5.7351e-05
565 | 5.7093e-05
566 | 5.6837e-05
567 | 5.6582e-05
568 | 5.6329e-05
569 | 5.6077e-05
570 | 5.5827e-05
571 | 5.5578e-05
572 | 5.533e-05
573 | 5.5085e-05
574 | 5.484e-05
575 | 5.4597e-05
576 | 5.4356e-05
577 | 5.4116e-05
578 | 5.3877e-05
579 | 5.364e-05
580 | 5.3405e-05
581 | 5.317e-05
582 | 5.2938e-05
583 | 5.2706e-05
584 | 5.2476e-05
585 | 5.2247e-05
586 | 5.202e-05
587 | 5.1794e-05
588 | 5.1569e-05
589 | 5.1346e-05
590 | 5.1124e-05
591 | 5.0903e-05
592 | 5.0684e-05
593 | 5.0466e-05
594 | 5.0249e-05
595 | 5.0034e-05
596 | 4.982e-05
597 | 4.9607e-05
598 | 4.9395e-05
599 | 4.9185e-05
600 | 4.8975e-05
601 | 4.8767e-05
602 | 4.8561e-05
603 | 4.8355e-05
604 | 4.8151e-05
605 | 4.7948e-05
606 | 4.7746e-05
607 | 4.7545e-05
608 | 4.7346e-05
609 | 4.7148e-05
610 | 4.695e-05
611 | 4.6754e-05
612 | 4.6559e-05
613 | 4.6366e-05
614 | 4.6173e-05
615 | 4.5982e-05
616 | 4.5791e-05
617 | 4.5602e-05
618 | 4.5414e-05
619 | 4.5227e-05
620 | 4.5041e-05
621 | 4.4856e-05
622 | 4.4672e-05
623 | 4.449e-05
624 | 4.4308e-05
625 | 4.4127e-05
626 | 4.3948e-05
627 | 4.3769e-05
628 | 4.3592e-05
629 | 4.3415e-05
630 | 4.324e-05
631 | 4.3065e-05
632 | 4.2892e-05
633 | 4.2719e-05
634 | 4.2548e-05
635 | 4.2378e-05
636 | 4.2208e-05
637 | 4.204e-05
638 | 4.1872e-05
639 | 4.1706e-05
640 | 4.154e-05
641 | 4.1375e-05
642 | 4.1212e-05
643 | 4.1049e-05
644 | 4.0887e-05
645 | 4.0726e-05
646 | 4.0566e-05
647 | 4.0407e-05
648 | 4.0249e-05
649 | 4.0091e-05
650 | 3.9935e-05
651 | 3.9779e-05
652 | 3.9625e-05
653 | 3.9471e-05
654 | 3.9318e-05
655 | 3.9166e-05
656 | 3.9015e-05
657 | 3.8865e-05
658 | 3.8715e-05
659 | 3.8567e-05
660 | 3.8419e-05
661 | 3.8272e-05
662 | 3.8126e-05
663 | 3.798e-05
664 | 3.7836e-05
665 | 3.7692e-05
666 | 3.7549e-05
667 | 3.7407e-05
668 | 3.7266e-05
669 | 3.7125e-05
670 | 3.6986e-05
671 | 3.6847e-05
672 | 3.6709e-05
673 | 3.6571e-05
674 | 3.6435e-05
675 | 3.6299e-05
676 | 3.6164e-05
677 | 3.6029e-05
678 | 3.5896e-05
679 | 3.5763e-05
680 | 3.5631e-05
681 | 3.5499e-05
682 | 3.5369e-05
683 | 3.5239e-05
684 | 3.5109e-05
685 | 3.4981e-05
686 | 3.4853e-05
687 | 3.4726e-05
688 | 3.46e-05
689 | 3.4474e-05
690 | 3.4349e-05
691 | 3.4224e-05
692 | 3.4101e-05
693 | 3.3978e-05
694 | 3.3855e-05
695 | 3.3734e-05
696 | 3.3613e-05
697 | 3.3492e-05
698 | 3.3373e-05
699 | 3.3254e-05
700 | 3.3135e-05
701 | 3.3018e-05
702 | 3.29e-05
703 | 3.2784e-05
704 | 3.2668e-05
705 | 3.2553e-05
706 | 3.2438e-05
707 | 3.2324e-05
708 | 3.2211e-05
709 | 3.2098e-05
710 | 3.1986e-05
711 | 3.1874e-05
712 | 3.1764e-05
713 | 3.1653e-05
714 | 3.1543e-05
715 | 3.1434e-05
716 | 3.1326e-05
717 | 3.1218e-05
718 | 3.111e-05
719 | 3.1003e-05
720 | 3.0897e-05
721 | 3.0791e-05
722 | 3.0686e-05
723 | 3.0581e-05
724 | 3.0477e-05
725 | 3.0374e-05
726 | 3.0271e-05
727 | 3.0169e-05
728 | 3.0067e-05
729 | 2.9965e-05
730 | 2.9865e-05
731 | 2.9764e-05
732 | 2.9664e-05
733 | 2.9565e-05
734 | 2.9467e-05
735 | 2.9368e-05
736 | 2.9271e-05
737 | 2.9174e-05
738 | 2.9077e-05
739 | 2.8981e-05
740 | 2.8885e-05
741 | 2.879e-05
742 | 2.8695e-05
743 | 2.8601e-05
744 | 2.8507e-05
745 | 2.8414e-05
746 | 2.8322e-05
747 | 2.8229e-05
748 | 2.8138e-05
749 | 2.8046e-05
750 | 2.7955e-05
751 | 2.7865e-05
752 | 2.7775e-05
753 | 2.7686e-05
754 | 2.7597e-05
755 | 2.7508e-05
756 | 2.742e-05
757 | 2.7333e-05
758 | 2.7246e-05
759 | 2.7159e-05
760 | 2.7073e-05
761 | 2.6987e-05
762 | 2.6901e-05
763 | 2.6816e-05
764 | 2.6732e-05
765 | 2.6648e-05
766 | 2.6564e-05
767 | 2.6481e-05
768 | 2.6398e-05
769 | 2.6316e-05
770 | 2.6234e-05
771 | 2.6152e-05
772 | 2.6071e-05
773 | 2.599e-05
774 | 2.591e-05
775 | 2.583e-05
776 | 2.575e-05
777 | 2.5671e-05
778 | 2.5592e-05
779 | 2.5514e-05
780 | 2.5436e-05
781 | 2.5359e-05
782 | 2.5281e-05
783 | 2.5205e-05
784 | 2.5128e-05
785 | 2.5052e-05
786 | 2.4976e-05
787 | 2.4901e-05
788 | 2.4826e-05
789 | 2.4752e-05
790 | 2.4677e-05
791 | 2.4604e-05
792 | 2.453e-05
793 | 2.4457e-05
794 | 2.4384e-05
795 | 2.4312e-05
796 | 2.424e-05
797 | 2.4168e-05
798 | 2.4097e-05
799 | 2.4026e-05
800 | 2.3955e-05
801 | 2.3885e-05
802 | 2.3815e-05
803 | 2.3745e-05
804 | 2.3676e-05
805 | 2.3607e-05
806 | 2.3538e-05
807 | 2.347e-05
808 | 2.3402e-05
809 | 2.3335e-05
810 | 2.3267e-05
811 | 2.32e-05
812 | 2.3134e-05
813 | 2.3067e-05
814 | 2.3001e-05
815 | 2.2935e-05
816 | 2.287e-05
817 | 2.2805e-05
818 | 2.274e-05
819 | 2.2676e-05
820 | 2.2612e-05
821 | 2.2548e-05
822 | 2.2484e-05
823 | 2.2421e-05
824 | 2.2358e-05
825 | 2.2295e-05
826 | 2.2233e-05
827 | 2.2171e-05
828 | 2.2109e-05
829 | 2.2048e-05
830 | 2.1986e-05
831 | 2.1926e-05
832 | 2.1865e-05
833 | 2.1805e-05
834 | 2.1745e-05
835 | 2.1685e-05
836 | 2.1625e-05
837 | 2.1566e-05
838 | 2.1507e-05
839 | 2.1448e-05
840 | 2.139e-05
841 | 2.1332e-05
842 | 2.1274e-05
843 | 2.1216e-05
844 | 2.1159e-05
845 | 2.1102e-05
846 | 2.1045e-05
847 | 2.0989e-05
848 | 2.0932e-05
849 | 2.0876e-05
850 | 2.0821e-05
851 | 2.0765e-05
852 | 2.071e-05
853 | 2.0655e-05
854 | 2.06e-05
855 | 2.0545e-05
856 | 2.0491e-05
857 | 2.0437e-05
858 | 2.0383e-05
859 | 2.033e-05
860 | 2.0277e-05
861 | 2.0223e-05
862 | 2.0171e-05
863 | 2.0118e-05
864 | 2.0066e-05
865 | 2.0014e-05
866 | 1.9962e-05
867 | 1.991e-05
868 | 1.9859e-05
869 | 1.9807e-05
870 | 1.9756e-05
871 | 1.9706e-05
872 | 1.9655e-05
873 | 1.9605e-05
874 | 1.9555e-05
875 | 1.9505e-05
876 | 1.9455e-05
877 | 1.9406e-05
878 | 1.9357e-05
879 | 1.9308e-05
880 | 1.9259e-05
881 | 1.9211e-05
882 | 1.9162e-05
883 | 1.9114e-05
884 | 1.9066e-05
885 | 1.9018e-05
886 | 1.8971e-05
887 | 1.8924e-05
888 | 1.8877e-05
889 | 1.883e-05
890 | 1.8783e-05
891 | 1.8737e-05
892 | 1.869e-05
893 | 1.8644e-05
894 | 1.8598e-05
895 | 1.8553e-05
896 | 1.8507e-05
897 | 1.8462e-05
898 | 1.8417e-05
899 | 1.8372e-05
900 | 1.8327e-05
901 | 1.8283e-05
902 | 1.8238e-05
903 | 1.8194e-05
904 | 1.815e-05
905 | 1.8106e-05
906 | 1.8063e-05
907 | 1.8019e-05
908 | 1.7976e-05
909 | 1.7933e-05
910 | 1.789e-05
911 | 1.7847e-05
912 | 1.7805e-05
913 | 1.7763e-05
914 | 1.772e-05
915 | 1.7679e-05
916 | 1.7637e-05
917 | 1.7595e-05
918 | 1.7554e-05
919 | 1.7512e-05
920 | 1.7471e-05
921 | 1.743e-05
922 | 1.7389e-05
923 | 1.7349e-05
924 | 1.7308e-05
925 | 1.7268e-05
926 | 1.7228e-05
927 | 1.7188e-05
928 | 1.7148e-05
929 | 1.7109e-05
930 | 1.7069e-05
931 | 1.703e-05
932 | 1.6991e-05
933 | 1.6952e-05
934 | 1.6913e-05
935 | 1.6874e-05
936 | 1.6836e-05
937 | 1.6797e-05
938 | 1.6759e-05
939 | 1.6721e-05
940 | 1.6683e-05
941 | 1.6645e-05
942 | 1.6608e-05
943 | 1.657e-05
944 | 1.6533e-05
945 | 1.6496e-05
946 | 1.6459e-05
947 | 1.6422e-05
948 | 1.6385e-05
949 | 1.6349e-05
950 | 1.6312e-05
951 | 1.6276e-05
952 | 1.624e-05
953 | 1.6204e-05
954 | 1.6168e-05
955 | 1.6132e-05
956 | 1.6097e-05
957 | 1.6061e-05
958 | 1.6026e-05
959 | 1.5991e-05
960 | 1.5956e-05
961 | 1.5921e-05
962 | 1.5886e-05
963 | 1.5852e-05
964 | 1.5817e-05
965 | 1.5783e-05
966 | 1.5748e-05
967 | 1.5714e-05
968 | 1.568e-05
969 | 1.5647e-05
970 | 1.5613e-05
971 | 1.5579e-05
972 | 1.5546e-05
973 | 1.5512e-05
974 | 1.5479e-05
975 | 1.5446e-05
976 | 1.5413e-05
977 | 1.538e-05
978 | 1.5348e-05
979 | 1.5315e-05
980 | 1.5283e-05
981 | 1.525e-05
982 | 1.5218e-05
983 | 1.5186e-05
984 | 1.5154e-05
985 | 1.5122e-05
986 | 1.509e-05
987 | 1.5059e-05
988 | 1.5027e-05
989 | 1.4996e-05
990 | 1.4965e-05
991 | 1.4933e-05
992 | 1.4902e-05
993 | 1.4871e-05
994 | 1.4841e-05
995 | 1.481e-05
996 | 1.4779e-05
997 | 1.4749e-05
998 | 1.4718e-05
999 | 1.4688e-05
1000 | 1.4658e-05
1001 | 1.4628e-05
1002 | 1.4598e-05
1003 | 1.4568e-05
1004 | 1.4538e-05
1005 | 1.4509e-05
1006 | 1.4479e-05
1007 | 1.445e-05
1008 | 1.442e-05
1009 | 1.4391e-05
1010 | 1.4362e-05
1011 | 1.4333e-05
1012 | 1.4304e-05
1013 | 1.4275e-05
1014 | 1.4247e-05
1015 | 1.4218e-05
1016 | 1.419e-05
1017 | 1.4161e-05
1018 | 1.4133e-05
1019 | 1.4105e-05
1020 | 1.4077e-05
1021 | 1.4049e-05
1022 | 1.4021e-05
1023 | 1.3993e-05
1024 | 1.3965e-05
1025 | 1.3938e-05
1026 | 1.391e-05
1027 | 1.3883e-05
1028 | 1.3855e-05
1029 | 1.3828e-05
1030 | 1.3801e-05
1031 | 1.3774e-05
1032 | 1.3747e-05
1033 | 1.372e-05
1034 | 1.3693e-05
1035 | 1.3666e-05
1036 | 1.364e-05
1037 | 1.3613e-05
1038 | 1.3587e-05
1039 | 1.3561e-05
1040 | 1.3534e-05
1041 | 1.3508e-05
1042 | 1.3482e-05
1043 | 1.3456e-05
1044 | 1.343e-05
1045 | 1.3404e-05
1046 | 1.3379e-05
1047 | 1.3353e-05
1048 | 1.3327e-05
1049 | 1.3302e-05
1050 | 1.3276e-05
1051 | 1.3251e-05
1052 | 1.3226e-05
1053 | 1.3201e-05
1054 | 1.3176e-05
1055 | 1.3151e-05
1056 | 1.3126e-05
1057 | 1.3101e-05
1058 | 1.3076e-05
1059 | 1.3051e-05
1060 | 1.3027e-05
1061 | 1.3002e-05
1062 | 1.2978e-05
1063 | 1.2954e-05
1064 | 1.2929e-05
1065 | 1.2905e-05
1066 | 1.2881e-05
1067 | 1.2857e-05
1068 | 1.2833e-05
1069 | 1.2809e-05
1070 | 1.2785e-05
1071 | 1.2761e-05
1072 | 1.2738e-05
1073 | 1.2714e-05
1074 | 1.2691e-05
1075 | 1.2667e-05
1076 | 1.2644e-05
1077 | 1.262e-05
1078 | 1.2597e-05
1079 | 1.2574e-05
1080 | 1.2551e-05
1081 | 1.2528e-05
1082 | 1.2505e-05
1083 | 1.2482e-05
1084 | 1.2459e-05
1085 | 1.2436e-05
1086 | 1.2414e-05
1087 | 1.2391e-05
1088 | 1.2369e-05
1089 | 1.2346e-05
1090 | 1.2324e-05
1091 | 1.2301e-05
1092 | 1.2279e-05
1093 | 1.2257e-05
1094 | 1.2235e-05
1095 | 1.2213e-05
1096 | 1.219e-05
1097 | 1.2169e-05
1098 | 1.2147e-05
1099 | 1.2125e-05
1100 | 1.2103e-05
1101 | 1.2081e-05
1102 | 1.206e-05
1103 | 1.2038e-05
1104 | 1.2017e-05
1105 | 1.1995e-05
1106 | 1.1974e-05
1107 | 1.1952e-05
1108 | 1.1931e-05
1109 | 1.191e-05
1110 | 1.1889e-05
1111 | 1.1868e-05
1112 | 1.1847e-05
1113 | 1.1826e-05
1114 | 1.1805e-05
1115 | 1.1784e-05
1116 | 1.1763e-05
1117 | 1.1743e-05
1118 | 1.1722e-05
1119 | 1.1701e-05
1120 | 1.1681e-05
1121 | 1.166e-05
1122 | 1.164e-05
1123 | 1.1619e-05
1124 | 1.1599e-05
1125 | 1.1579e-05
1126 | 1.1559e-05
1127 | 1.1538e-05
1128 | 1.1518e-05
1129 | 1.1498e-05
1130 | 1.1478e-05
1131 | 1.1458e-05
1132 | 1.1438e-05
1133 | 1.1419e-05
1134 | 1.1399e-05
1135 | 1.1379e-05
1136 | 1.1359e-05
1137 | 1.134e-05
1138 | 1.132e-05
1139 | 1.1301e-05
1140 | 1.1281e-05
1141 | 1.1262e-05
1142 | 1.1243e-05
1143 | 1.1223e-05
1144 | 1.1204e-05
1145 | 1.1185e-05
1146 | 1.1166e-05
1147 | 1.1146e-05
1148 | 1.1127e-05
1149 | 1.1108e-05
1150 | 1.1089e-05
1151 | 1.1071e-05
1152 | 1.1052e-05
1153 | 1.1033e-05
1154 | 1.1014e-05
1155 | 1.0995e-05
1156 | 1.0977e-05
1157 | 1.0958e-05
1158 | 1.094e-05
1159 | 1.0921e-05
1160 | 1.0903e-05
1161 | 1.0884e-05
1162 | 1.0866e-05
1163 | 1.0847e-05
1164 | 1.0829e-05
1165 | 1.0811e-05
1166 | 1.0793e-05
1167 | 1.0774e-05
1168 | 1.0756e-05
1169 | 1.0738e-05
1170 | 1.072e-05
1171 | 1.0702e-05
1172 | 1.0684e-05
1173 | 1.0666e-05
1174 | 1.0649e-05
1175 | 1.0631e-05
1176 | 1.0613e-05
1177 | 1.0595e-05
1178 | 1.0578e-05
1179 | 1.056e-05
1180 | 1.0542e-05
1181 | 1.0525e-05
1182 | 1.0507e-05
1183 | 1.049e-05
1184 | 1.0473e-05
1185 | 1.0455e-05
1186 | 1.0438e-05
1187 | 1.0421e-05
1188 | 1.0403e-05
1189 | 1.0386e-05
1190 | 1.0369e-05
1191 | 1.0352e-05
1192 | 1.0335e-05
1193 | 1.0318e-05
1194 | 1.0301e-05
1195 | 1.0284e-05
1196 | 1.0267e-05
1197 | 1.025e-05
1198 | 1.0233e-05
1199 | 1.0216e-05
1200 | 1.0199e-05
1201 | 1.0183e-05
1202 | 1.0166e-05
1203 | 1.0149e-05
1204 | 1.0133e-05
1205 | 1.0116e-05
1206 | 1.01e-05
1207 | 1.0083e-05
1208 | 1.0067e-05
1209 | 1.005e-05
1210 | 1.0034e-05
1211 | 1.0017e-05
1212 | 1.0001e-05
1213 | 9.9847e-06
1214 | 9.9684e-06
1215 | 9.9522e-06
1216 | 9.936e-06
1217 | 9.9199e-06
1218 | 9.9038e-06
1219 | 9.8877e-06
1220 | 9.8717e-06
1221 | 9.8557e-06
1222 | 9.8397e-06
1223 | 9.8237e-06
1224 | 9.8078e-06
1225 | 9.792e-06
1226 | 9.7761e-06
1227 | 9.7603e-06
1228 | 9.7446e-06
1229 | 9.7288e-06
1230 | 9.7131e-06
1231 | 9.6975e-06
1232 | 9.6818e-06
1233 | 9.6662e-06
1234 | 9.6506e-06
1235 | 9.6351e-06
1236 | 9.6196e-06
1237 | 9.6041e-06
1238 | 9.5887e-06
1239 | 9.5733e-06
1240 | 9.5579e-06
1241 | 9.5426e-06
1242 | 9.5273e-06
1243 | 9.512e-06
1244 | 9.4967e-06
1245 | 9.4815e-06
1246 | 9.4663e-06
1247 | 9.4512e-06
1248 | 9.4361e-06
1249 | 9.421e-06
1250 | 9.4059e-06
1251 | 9.3909e-06
1252 | 9.3759e-06
1253 | 9.3609e-06
1254 | 9.3459e-06
1255 | 9.331e-06
1256 | 9.3162e-06
1257 | 9.3013e-06
1258 | 9.2865e-06
1259 | 9.2717e-06
1260 | 9.2569e-06
1261 | 9.2422e-06
1262 | 9.2275e-06
1263 | 9.2128e-06
1264 | 9.1981e-06
1265 | 9.1835e-06
1266 | 9.1689e-06
1267 | 9.1544e-06
1268 | 9.1398e-06
1269 | 9.1253e-06
1270 | 9.1108e-06
1271 | 9.0964e-06
1272 | 9.082e-06
1273 | 9.0676e-06
1274 | 9.0532e-06
1275 | 9.0389e-06
1276 | 9.0246e-06
1277 | 9.0103e-06
1278 | 8.996e-06
1279 | 8.9818e-06
1280 | 8.9676e-06
1281 | 8.9534e-06
1282 | 8.9392e-06
1283 | 8.9251e-06
1284 | 8.911e-06
1285 | 8.8969e-06
1286 | 8.8829e-06
1287 | 8.8689e-06
1288 | 8.8549e-06
1289 | 8.8409e-06
1290 | 8.827e-06
1291 | 8.813e-06
1292 | 8.7991e-06
1293 | 8.7853e-06
1294 | 8.7714e-06
1295 | 8.7576e-06
1296 | 8.7438e-06
1297 | 8.7301e-06
1298 | 8.7163e-06
1299 | 8.7026e-06
1300 | 8.6889e-06
1301 | 8.6752e-06
1302 | 8.6616e-06
1303 | 8.648e-06
1304 | 8.6344e-06
1305 | 8.6208e-06
1306 | 8.6073e-06
1307 | 8.5937e-06
1308 | 8.5802e-06
1309 | 8.5668e-06
1310 | 8.5533e-06
1311 | 8.5399e-06
1312 | 8.5265e-06
1313 | 8.5131e-06
1314 | 8.4997e-06
1315 | 8.4864e-06
1316 | 8.4731e-06
1317 | 8.4598e-06
1318 | 8.4465e-06
1319 | 8.4333e-06
1320 | 8.4201e-06
1321 | 8.4069e-06
1322 | 8.3937e-06
1323 | 8.3805e-06
1324 | 8.3674e-06
1325 | 8.3543e-06
1326 | 8.3412e-06
1327 | 8.3281e-06
1328 | 8.3151e-06
1329 | 8.3021e-06
1330 | 8.2891e-06
1331 | 8.2761e-06
1332 | 8.2632e-06
1333 | 8.2502e-06
1334 | 8.2373e-06
1335 | 8.2244e-06
1336 | 8.2116e-06
1337 | 8.1987e-06
1338 | 8.1859e-06
1339 | 8.1731e-06
1340 | 8.1603e-06
1341 | 8.1475e-06
1342 | 8.1348e-06
1343 | 8.1221e-06
1344 | 8.1094e-06
1345 | 8.0967e-06
1346 | 8.084e-06
1347 | 8.0714e-06
1348 | 8.0588e-06
1349 | 8.0462e-06
1350 | 8.0336e-06
1351 | 8.021e-06
1352 | 8.0085e-06
1353 | 7.996e-06
1354 | 7.9835e-06
1355 | 7.971e-06
1356 | 7.9585e-06
1357 | 7.9461e-06
1358 | 7.9337e-06
1359 | 7.9213e-06
1360 | 7.9089e-06
1361 | 7.8966e-06
1362 | 7.8842e-06
1363 | 7.8719e-06
1364 | 7.8596e-06
1365 | 7.8473e-06
1366 | 7.8351e-06
1367 | 7.8228e-06
1368 | 7.8106e-06
1369 | 7.7984e-06
1370 | 7.7862e-06
1371 | 7.774e-06
1372 | 7.7619e-06
1373 | 7.7497e-06
1374 | 7.7376e-06
1375 | 7.7255e-06
1376 | 7.7135e-06
1377 | 7.7014e-06
1378 | 7.6894e-06
1379 | 7.6774e-06
1380 | 7.6654e-06
1381 | 7.6534e-06
1382 | 7.6414e-06
1383 | 7.6295e-06
1384 | 7.6175e-06
1385 | 7.6056e-06
1386 | 7.5937e-06
1387 | 7.5819e-06
1388 | 7.57e-06
1389 | 7.5582e-06
1390 | 7.5463e-06
1391 | 7.5345e-06
1392 | 7.5228e-06
1393 | 7.511e-06
1394 | 7.4992e-06
1395 | 7.4875e-06
1396 | 7.4758e-06
1397 | 7.4641e-06
1398 | 7.4524e-06
1399 | 7.4407e-06
1400 | 7.4291e-06
1401 | 7.4175e-06
1402 | 7.4058e-06
1403 | 7.3943e-06
1404 | 7.3827e-06
1405 | 7.3711e-06
1406 | 7.3596e-06
1407 | 7.348e-06
1408 | 7.3365e-06
1409 | 7.325e-06
1410 | 7.3136e-06
1411 | 7.3021e-06
1412 | 7.2906e-06
1413 | 7.2792e-06
1414 | 7.2678e-06
1415 | 7.2564e-06
1416 | 7.245e-06
1417 | 7.2337e-06
1418 | 7.2223e-06
1419 | 7.211e-06
1420 | 7.1997e-06
1421 | 7.1884e-06
1422 | 7.1771e-06
1423 | 7.1658e-06
1424 | 7.1546e-06
1425 | 7.1433e-06
1426 | 7.1321e-06
1427 | 7.1209e-06
1428 | 7.1097e-06
1429 | 7.0985e-06
1430 | 7.0874e-06
1431 | 7.0763e-06
1432 | 7.0651e-06
1433 | 7.054e-06
1434 | 7.0429e-06
1435 | 7.0318e-06
1436 | 7.0208e-06
1437 | 7.0097e-06
1438 | 6.9987e-06
1439 | 6.9877e-06
1440 | 6.9767e-06
1441 | 6.9657e-06
1442 | 6.9547e-06
1443 | 6.9438e-06
1444 | 6.9328e-06
1445 | 6.9219e-06
1446 | 6.911e-06
1447 | 6.9001e-06
1448 | 6.8892e-06
1449 | 6.8783e-06
1450 | 6.8675e-06
1451 | 6.8567e-06
1452 | 6.8458e-06
1453 | 6.835e-06
1454 | 6.8242e-06
1455 | 6.8135e-06
1456 | 6.8027e-06
1457 | 6.7919e-06
1458 | 6.7812e-06
1459 | 6.7705e-06
1460 | 6.7598e-06
1461 | 6.7491e-06
1462 | 6.7384e-06
1463 | 6.7278e-06
1464 | 6.7171e-06
1465 | 6.7065e-06
1466 | 6.6959e-06
1467 | 6.6853e-06
1468 | 6.6747e-06
1469 | 6.6641e-06
1470 | 6.6535e-06
1471 | 6.643e-06
1472 | 6.6324e-06
1473 | 6.6219e-06
1474 | 6.6114e-06
1475 | 6.6009e-06
1476 | 6.5905e-06
1477 | 6.58e-06
1478 | 6.5695e-06
1479 | 6.5591e-06
1480 | 6.5487e-06
1481 | 6.5383e-06
1482 | 6.5279e-06
1483 | 6.5175e-06
1484 | 6.5071e-06
1485 | 6.4968e-06
1486 | 6.4864e-06
1487 | 6.4761e-06
1488 | 6.4658e-06
1489 | 6.4555e-06
1490 | 6.4452e-06
1491 | 6.4349e-06
1492 | 6.4247e-06
1493 | 6.4144e-06
1494 | 6.4042e-06
1495 | 6.394e-06
1496 | 6.3838e-06
1497 | 6.3736e-06
1498 | 6.3634e-06
1499 | 6.3532e-06
1500 | 6.3431e-06
1501 | 6.333e-06
1502 | 6.3228e-06
1503 | 6.3127e-06
1504 | 6.3026e-06
1505 | 6.2925e-06
1506 | 6.2825e-06
1507 | 6.2724e-06
1508 | 6.2624e-06
1509 | 6.2523e-06
1510 | 6.2423e-06
1511 | 6.2323e-06
1512 | 6.2223e-06
1513 | 6.2123e-06
1514 | 6.2023e-06
1515 | 6.1924e-06
1516 | 6.1824e-06
1517 | 6.1725e-06
1518 | 6.1626e-06
1519 | 6.1527e-06
1520 | 6.1428e-06
1521 | 6.1329e-06
1522 | 6.123e-06
1523 | 6.1132e-06
1524 | 6.1033e-06
1525 | 6.0935e-06
1526 | 6.0837e-06
1527 | 6.0739e-06
1528 | 6.0641e-06
1529 | 6.0543e-06
1530 | 6.0446e-06
1531 | 6.0348e-06
1532 | 6.0251e-06
1533 | 6.0153e-06
1534 | 6.0056e-06
1535 | 5.9959e-06
1536 | 5.9862e-06
1537 | 5.9765e-06
1538 | 5.9669e-06
1539 | 5.9572e-06
1540 | 5.9476e-06
1541 | 5.9379e-06
1542 | 5.9283e-06
1543 | 5.9187e-06
1544 | 5.9091e-06
1545 | 5.8995e-06
1546 | 5.89e-06
1547 | 5.8804e-06
1548 | 5.8709e-06
1549 | 5.8613e-06
1550 | 5.8518e-06
1551 | 5.8423e-06
1552 | 5.8328e-06
1553 | 5.8233e-06
1554 | 5.8138e-06
1555 | 5.8044e-06
1556 | 5.7949e-06
1557 | 5.7855e-06
1558 | 5.7761e-06
1559 | 5.7666e-06
1560 | 5.7572e-06
1561 | 5.7479e-06
1562 | 5.7385e-06
1563 | 5.7291e-06
1564 | 5.7197e-06
1565 | 5.7104e-06
1566 | 5.7011e-06
1567 | 5.6918e-06
1568 | 5.6824e-06
1569 | 5.6731e-06
1570 | 5.6639e-06
1571 | 5.6546e-06
1572 | 5.6453e-06
1573 | 5.6361e-06
1574 | 5.6268e-06
1575 | 5.6176e-06
1576 | 5.6084e-06
1577 | 5.5992e-06
1578 | 5.59e-06
1579 | 5.5808e-06
1580 | 5.5717e-06
1581 | 5.5625e-06
1582 | 5.5534e-06
1583 | 5.5442e-06
1584 | 5.5351e-06
1585 | 5.526e-06
1586 | 5.5169e-06
1587 | 5.5078e-06
1588 | 5.4987e-06
1589 | 5.4897e-06
1590 | 5.4806e-06
1591 | 5.4716e-06
1592 | 5.4625e-06
1593 | 5.4535e-06
1594 | 5.4445e-06
1595 | 5.4355e-06
1596 | 5.4265e-06
1597 | 5.4175e-06
1598 | 5.4086e-06
1599 | 5.3996e-06
1600 | 5.3907e-06
1601 | 5.3817e-06
1602 | 5.3728e-06
1603 | 5.3639e-06
1604 | 5.355e-06
1605 | 5.3461e-06
1606 | 5.3373e-06
1607 | 5.3284e-06
1608 | 5.3195e-06
1609 | 5.3107e-06
1610 | 5.3019e-06
1611 | 5.2931e-06
1612 | 5.2842e-06
1613 | 5.2754e-06
1614 | 5.2667e-06
1615 | 5.2579e-06
1616 | 5.2491e-06
1617 | 5.2404e-06
1618 | 5.2316e-06
1619 | 5.2229e-06
1620 | 5.2142e-06
1621 | 5.2055e-06
1622 | 5.1968e-06
1623 | 5.1881e-06
1624 | 5.1794e-06
1625 | 5.1707e-06
1626 | 5.1621e-06
1627 | 5.1534e-06
1628 | 5.1448e-06
1629 | 5.1362e-06
1630 | 5.1276e-06
1631 | 5.119e-06
1632 | 5.1104e-06
1633 | 5.1018e-06
1634 | 5.0932e-06
1635 | 5.0847e-06
1636 | 5.0761e-06
1637 | 5.0676e-06
1638 | 5.0591e-06
1639 | 5.0506e-06
1640 | 5.0421e-06
1641 | 5.0336e-06
1642 | 5.0251e-06
1643 | 5.0166e-06
1644 | 5.0081e-06
1645 | 4.9997e-06
1646 | 4.9913e-06
1647 | 4.9828e-06
1648 | 4.9744e-06
1649 | 4.966e-06
1650 | 4.9576e-06
1651 | 4.9492e-06
1652 | 4.9408e-06
1653 | 4.9325e-06
1654 | 4.9241e-06
1655 | 4.9158e-06
1656 | 4.9074e-06
1657 | 4.8991e-06
1658 | 4.8908e-06
1659 | 4.8825e-06
1660 | 4.8742e-06
1661 | 4.8659e-06
1662 | 4.8577e-06
1663 | 4.8494e-06
1664 | 4.8411e-06
1665 | 4.8329e-06
1666 | 4.8247e-06
1667 | 4.8165e-06
1668 | 4.8082e-06
1669 | 4.8e-06
1670 | 4.7919e-06
1671 | 4.7837e-06
1672 | 4.7755e-06
1673 | 4.7674e-06
1674 | 4.7592e-06
1675 | 4.7511e-06
1676 | 4.7429e-06
1677 | 4.7348e-06
1678 | 4.7267e-06
1679 | 4.7186e-06
1680 | 4.7105e-06
1681 | 4.7025e-06
1682 | 4.6944e-06
1683 | 4.6864e-06
1684 | 4.6783e-06
1685 | 4.6703e-06
1686 | 4.6623e-06
1687 | 4.6542e-06
1688 | 4.6462e-06
1689 | 4.6382e-06
1690 | 4.6303e-06
1691 | 4.6223e-06
1692 | 4.6143e-06
1693 | 4.6064e-06
1694 | 4.5984e-06
1695 | 4.5905e-06
1696 | 4.5826e-06
1697 | 4.5747e-06
1698 | 4.5668e-06
1699 | 4.5589e-06
1700 | 4.551e-06
1701 | 4.5431e-06
1702 | 4.5353e-06
1703 | 4.5274e-06
1704 | 4.5196e-06
1705 | 4.5118e-06
1706 | 4.5039e-06
1707 | 4.4961e-06
1708 | 4.4883e-06
1709 | 4.4805e-06
1710 | 4.4728e-06
1711 | 4.465e-06
1712 | 4.4572e-06
1713 | 4.4495e-06
1714 | 4.4417e-06
1715 | 4.434e-06
1716 | 4.4263e-06
1717 | 4.4186e-06
1718 | 4.4109e-06
1719 | 4.4032e-06
1720 | 4.3955e-06
1721 | 4.3878e-06
1722 | 4.3802e-06
1723 | 4.3725e-06
1724 | 4.3649e-06
1725 | 4.3572e-06
1726 | 4.3496e-06
1727 | 4.342e-06
1728 | 4.3344e-06
1729 | 4.3268e-06
1730 | 4.3192e-06
1731 | 4.3117e-06
1732 | 4.3041e-06
1733 | 4.2966e-06
1734 | 4.289e-06
1735 | 4.2815e-06
1736 | 4.274e-06
1737 | 4.2665e-06
1738 | 4.259e-06
1739 | 4.2515e-06
1740 | 4.244e-06
1741 | 4.2365e-06
1742 | 4.229e-06
1743 | 4.2216e-06
1744 | 4.2141e-06
1745 | 4.2067e-06
1746 | 4.1993e-06
1747 | 4.1919e-06
1748 | 4.1845e-06
1749 | 4.1771e-06
1750 | 4.1697e-06
1751 | 4.1623e-06
1752 | 4.1549e-06
1753 | 4.1476e-06
1754 | 4.1402e-06
1755 | 4.1329e-06
1756 | 4.1256e-06
1757 | 4.1183e-06
1758 | 4.111e-06
1759 | 4.1037e-06
1760 | 4.0964e-06
1761 | 4.0891e-06
1762 | 4.0818e-06
1763 | 4.0746e-06
1764 | 4.0673e-06
1765 | 4.0601e-06
1766 | 4.0528e-06
1767 | 4.0456e-06
1768 | 4.0384e-06
1769 | 4.0312e-06
1770 | 4.024e-06
1771 | 4.0168e-06
1772 | 4.0097e-06
1773 | 4.0025e-06
1774 | 3.9953e-06
1775 | 3.9882e-06
1776 | 3.9811e-06
1777 | 3.9739e-06
1778 | 3.9668e-06
1779 | 3.9597e-06
1780 | 3.9526e-06
1781 | 3.9455e-06
1782 | 3.9384e-06
1783 | 3.9314e-06
1784 | 3.9243e-06
1785 | 3.9173e-06
1786 | 3.9102e-06
1787 | 3.9032e-06
1788 | 3.8962e-06
1789 | 3.8892e-06
1790 | 3.8822e-06
1791 | 3.8752e-06
1792 | 3.8682e-06
1793 | 3.8612e-06
1794 | 3.8542e-06
1795 | 3.8473e-06
1796 | 3.8403e-06
1797 | 3.8334e-06
1798 | 3.8265e-06
1799 | 3.8196e-06
1800 | 3.8127e-06
1801 | 3.8058e-06
1802 | 3.7989e-06
1803 | 3.792e-06
1804 | 3.7851e-06
1805 | 3.7783e-06
1806 | 3.7714e-06
1807 | 3.7646e-06
1808 | 3.7577e-06
1809 | 3.7509e-06
1810 | 3.7441e-06
1811 | 3.7373e-06
1812 | 3.7305e-06
1813 | 3.7237e-06
1814 | 3.7169e-06
1815 | 3.7102e-06
1816 | 3.7034e-06
1817 | 3.6966e-06
1818 | 3.6899e-06
1819 | 3.6832e-06
1820 | 3.6765e-06
1821 | 3.6697e-06
1822 | 3.663e-06
1823 | 3.6563e-06
1824 | 3.6497e-06
1825 | 3.643e-06
1826 | 3.6363e-06
1827 | 3.6297e-06
1828 | 3.623e-06
1829 | 3.6164e-06
1830 | 3.6097e-06
1831 | 3.6031e-06
1832 | 3.5965e-06
1833 | 3.5899e-06
1834 | 3.5833e-06
1835 | 3.5767e-06
1836 | 3.5702e-06
1837 | 3.5636e-06
1838 | 3.557e-06
1839 | 3.5505e-06
1840 | 3.5439e-06
1841 | 3.5374e-06
1842 | 3.5309e-06
1843 | 3.5244e-06
1844 | 3.5179e-06
1845 | 3.5114e-06
1846 | 3.5049e-06
1847 | 3.4984e-06
1848 | 3.492e-06
1849 | 3.4855e-06
1850 | 3.4791e-06
1851 | 3.4726e-06
1852 | 3.4662e-06
1853 | 3.4598e-06
1854 | 3.4534e-06
1855 | 3.447e-06
1856 | 3.4406e-06
1857 | 3.4342e-06
1858 | 3.4278e-06
1859 | 3.4214e-06
1860 | 3.4151e-06
1861 | 3.4087e-06
1862 | 3.4024e-06
1863 | 3.3961e-06
1864 | 3.3897e-06
1865 | 3.3834e-06
1866 | 3.3771e-06
1867 | 3.3708e-06
1868 | 3.3645e-06
1869 | 3.3583e-06
1870 | 3.352e-06
1871 | 3.3457e-06
1872 | 3.3395e-06
1873 | 3.3332e-06
1874 | 3.327e-06
1875 | 3.3208e-06
1876 | 3.3146e-06
1877 | 3.3084e-06
1878 | 3.3022e-06
1879 | 3.296e-06
1880 | 3.2898e-06
1881 | 3.2836e-06
1882 | 3.2775e-06
1883 | 3.2713e-06
1884 | 3.2652e-06
1885 | 3.259e-06
1886 | 3.2529e-06
1887 | 3.2468e-06
1888 | 3.2407e-06
1889 | 3.2346e-06
1890 | 3.2285e-06
1891 | 3.2224e-06
1892 | 3.2163e-06
1893 | 3.2103e-06
1894 | 3.2042e-06
1895 | 3.1982e-06
1896 | 3.1921e-06
1897 | 3.1861e-06
1898 | 3.1801e-06
1899 | 3.1741e-06
1900 | 3.1681e-06
1901 | 3.1621e-06
1902 | 3.1561e-06
1903 | 3.1501e-06
1904 | 3.1442e-06
1905 | 3.1382e-06
1906 | 3.1322e-06
1907 | 3.1263e-06
1908 | 3.1204e-06
1909 | 3.1144e-06
1910 | 3.1085e-06
1911 | 3.1026e-06
1912 | 3.0967e-06
1913 | 3.0908e-06
1914 | 3.085e-06
1915 | 3.0791e-06
1916 | 3.0732e-06
1917 | 3.0674e-06
1918 | 3.0615e-06
1919 | 3.0557e-06
1920 | 3.0498e-06
1921 | 3.044e-06
1922 | 3.0382e-06
1923 | 3.0324e-06
1924 | 3.0266e-06
1925 | 3.0208e-06
1926 | 3.015e-06
1927 | 3.0093e-06
1928 | 3.0035e-06
1929 | 2.9978e-06
1930 | 2.992e-06
1931 | 2.9863e-06
1932 | 2.9806e-06
1933 | 2.9748e-06
1934 | 2.9691e-06
1935 | 2.9634e-06
1936 | 2.9577e-06
1937 | 2.952e-06
1938 | 2.9464e-06
1939 | 2.9407e-06
1940 | 2.935e-06
1941 | 2.9294e-06
1942 | 2.9238e-06
1943 | 2.9181e-06
1944 | 2.9125e-06
1945 | 2.9069e-06
1946 | 2.9013e-06
1947 | 2.8957e-06
1948 | 2.8901e-06
1949 | 2.8845e-06
1950 | 2.8789e-06
1951 | 2.8734e-06
1952 | 2.8678e-06
1953 | 2.8622e-06
1954 | 2.8567e-06
1955 | 2.8512e-06
1956 | 2.8457e-06
1957 | 2.8401e-06
1958 | 2.8346e-06
1959 | 2.8291e-06
1960 | 2.8236e-06
1961 | 2.8182e-06
1962 | 2.8127e-06
1963 | 2.8072e-06
1964 | 2.8018e-06
1965 | 2.7963e-06
1966 | 2.7909e-06
1967 | 2.7854e-06
1968 | 2.78e-06
1969 | 2.7746e-06
1970 | 2.7692e-06
1971 | 2.7638e-06
1972 | 2.7584e-06
1973 | 2.753e-06
1974 | 2.7476e-06
1975 | 2.7423e-06
1976 | 2.7369e-06
1977 | 2.7316e-06
1978 | 2.7262e-06
1979 | 2.7209e-06
1980 | 2.7156e-06
1981 | 2.7102e-06
1982 | 2.7049e-06
1983 | 2.6996e-06
1984 | 2.6943e-06
1985 | 2.6891e-06
1986 | 2.6838e-06
1987 | 2.6785e-06
1988 | 2.6733e-06
1989 | 2.668e-06
1990 | 2.6628e-06
1991 | 2.6575e-06
1992 | 2.6523e-06
1993 | 2.6471e-06
1994 | 2.6419e-06
1995 | 2.6367e-06
1996 | 2.6315e-06
1997 | 2.6263e-06
1998 | 2.6211e-06
1999 | 2.6159e-06
2000 | 2.6108e-06
2001 | 2.6056e-06
2002 | 2.6005e-06
2003 | 2.5953e-06
2004 | 2.5902e-06
2005 | 2.5851e-06
2006 | 2.58e-06
2007 | 2.5749e-06
2008 | 2.5698e-06
2009 | 2.5647e-06
2010 | 2.5596e-06
2011 | 2.5545e-06
2012 | 2.5494e-06
2013 | 2.5444e-06
2014 | 2.5393e-06
2015 | 2.5343e-06
2016 | 2.5293e-06
2017 | 2.5242e-06
2018 | 2.5192e-06
2019 | 2.5142e-06
2020 | 2.5092e-06
2021 | 2.5042e-06
2022 | 2.4992e-06
2023 | 2.4942e-06
2024 | 2.4893e-06
2025 | 2.4843e-06
2026 | 2.4793e-06
2027 | 2.4744e-06
2028 | 2.4695e-06
2029 | 2.4645e-06
2030 | 2.4596e-06
2031 | 2.4547e-06
2032 | 2.4498e-06
2033 | 2.4449e-06
2034 | 2.44e-06
2035 | 2.4351e-06
2036 | 2.4302e-06
2037 | 2.4254e-06
2038 | 2.4205e-06
2039 | 2.4156e-06
2040 | 2.4108e-06
2041 | 2.406e-06
2042 | 2.4011e-06
2043 | 2.3963e-06
2044 | 2.3915e-06
2045 | 2.3867e-06
2046 | 2.3819e-06
2047 | 2.3771e-06
2048 | 2.3723e-06
2049 | 2.3675e-06
2050 | 2.3628e-06
2051 | 2.358e-06
2052 | 2.3532e-06
2053 | 2.3485e-06
2054 | 2.3438e-06
2055 | 2.339e-06
2056 | 2.3343e-06
2057 | 2.3296e-06
2058 | 2.3249e-06
2059 | 2.3202e-06
2060 | 2.3155e-06
2061 | 2.3108e-06
2062 | 2.3061e-06
2063 | 2.3015e-06
2064 | 2.2968e-06
2065 | 2.2922e-06
2066 | 2.2875e-06
2067 | 2.2829e-06
2068 | 2.2782e-06
2069 | 2.2736e-06
2070 | 2.269e-06
2071 | 2.2644e-06
2072 | 2.2598e-06
2073 | 2.2552e-06
2074 | 2.2506e-06
2075 | 2.246e-06
2076 | 2.2415e-06
2077 | 2.2369e-06
2078 | 2.2323e-06
2079 | 2.2278e-06
2080 | 2.2233e-06
2081 | 2.2187e-06
2082 | 2.2142e-06
2083 | 2.2097e-06
2084 | 2.2052e-06
2085 | 2.2007e-06
2086 | 2.1962e-06
2087 | 2.1917e-06
2088 | 2.1872e-06
2089 | 2.1827e-06
2090 | 2.1783e-06
2091 | 2.1738e-06
2092 | 2.1694e-06
2093 | 2.1649e-06
2094 | 2.1605e-06
2095 | 2.156e-06
2096 | 2.1516e-06
2097 | 2.1472e-06
2098 | 2.1428e-06
2099 | 2.1384e-06
2100 | 2.134e-06
2101 | 2.1296e-06
2102 | 2.1252e-06
2103 | 2.1209e-06
2104 | 2.1165e-06
2105 | 2.1122e-06
2106 | 2.1078e-06
2107 | 2.1035e-06
2108 | 2.0991e-06
2109 | 2.0948e-06
2110 | 2.0905e-06
2111 | 2.0862e-06
2112 | 2.0819e-06
2113 | 2.0776e-06
2114 | 2.0733e-06
2115 | 2.069e-06
2116 | 2.0647e-06
2117 | 2.0605e-06
2118 | 2.0562e-06
2119 | 2.0519e-06
2120 | 2.0477e-06
2121 | 2.0435e-06
2122 | 2.0392e-06
2123 | 2.035e-06
2124 | 2.0308e-06
2125 | 2.0266e-06
2126 | 2.0224e-06
2127 | 2.0182e-06
2128 | 2.014e-06
2129 | 2.0098e-06
2130 | 2.0056e-06
2131 | 2.0015e-06
2132 | 1.9973e-06
2133 | 1.9931e-06
2134 | 1.989e-06
2135 | 1.9849e-06
2136 | 1.9807e-06
2137 | 1.9766e-06
2138 | 1.9725e-06
2139 | 1.9684e-06
2140 | 1.9643e-06
2141 | 1.9602e-06
2142 | 1.9561e-06
2143 | 1.952e-06
2144 | 1.9479e-06
2145 | 1.9438e-06
2146 | 1.9398e-06
2147 | 1.9357e-06
2148 | 1.9317e-06
2149 | 1.9276e-06
2150 | 1.9236e-06
2151 | 1.9196e-06
2152 | 1.9156e-06
2153 | 1.9115e-06
2154 | 1.9075e-06
2155 | 1.9035e-06
2156 | 1.8995e-06
2157 | 1.8956e-06
2158 | 1.8916e-06
2159 | 1.8876e-06
2160 | 1.8836e-06
2161 | 1.8797e-06
2162 | 1.8757e-06
2163 | 1.8718e-06
2164 | 1.8678e-06
2165 | 1.8639e-06
2166 | 1.86e-06
2167 | 1.8561e-06
2168 | 1.8522e-06
2169 | 1.8483e-06
2170 | 1.8444e-06
2171 | 1.8405e-06
2172 | 1.8366e-06
2173 | 1.8327e-06
2174 | 1.8288e-06
2175 | 1.825e-06
2176 | 1.8211e-06
2177 | 1.8173e-06
2178 | 1.8134e-06
2179 | 1.8096e-06
2180 | 1.8058e-06
2181 | 1.8019e-06
2182 | 1.7981e-06
2183 | 1.7943e-06
2184 | 1.7905e-06
2185 | 1.7867e-06
2186 | 1.7829e-06
2187 | 1.7791e-06
2188 | 1.7754e-06
2189 | 1.7716e-06
2190 | 1.7678e-06
2191 | 1.7641e-06
2192 | 1.7603e-06
2193 | 1.7566e-06
2194 | 1.7529e-06
2195 | 1.7491e-06
2196 | 1.7454e-06
2197 | 1.7417e-06
2198 | 1.738e-06
2199 | 1.7343e-06
2200 | 1.7306e-06
2201 | 1.7269e-06
2202 | 1.7232e-06
2203 | 1.7195e-06
2204 | 1.7159e-06
2205 | 1.7122e-06
2206 | 1.7085e-06
2207 | 1.7049e-06
2208 | 1.7012e-06
2209 | 1.6976e-06
2210 | 1.694e-06
2211 | 1.6903e-06
2212 | 1.6867e-06
2213 | 1.6831e-06
2214 | 1.6795e-06
2215 | 1.6759e-06
2216 | 1.6723e-06
2217 | 1.6687e-06
2218 | 1.6652e-06
2219 | 1.6616e-06
2220 | 1.658e-06
2221 | 1.6545e-06
2222 | 1.6509e-06
2223 | 1.6474e-06
2224 | 1.6438e-06
2225 | 1.6403e-06
2226 | 1.6368e-06
2227 | 1.6332e-06
2228 | 1.6297e-06
2229 | 1.6262e-06
2230 | 1.6227e-06
2231 | 1.6192e-06
2232 | 1.6157e-06
2233 | 1.6122e-06
2234 | 1.6088e-06
2235 | 1.6053e-06
2236 | 1.6018e-06
2237 | 1.5984e-06
2238 | 1.5949e-06
2239 | 1.5915e-06
2240 | 1.588e-06
2241 | 1.5846e-06
2242 | 1.5812e-06
2243 | 1.5777e-06
2244 | 1.5743e-06
2245 | 1.5709e-06
2246 | 1.5675e-06
2247 | 1.5641e-06
2248 | 1.5607e-06
2249 | 1.5573e-06
2250 | 1.554e-06
2251 | 1.5506e-06
2252 | 1.5472e-06
2253 | 1.5439e-06
2254 | 1.5405e-06
2255 | 1.5372e-06
2256 | 1.5338e-06
2257 | 1.5305e-06
2258 | 1.5272e-06
2259 | 1.5238e-06
2260 | 1.5205e-06
2261 | 1.5172e-06
2262 | 1.5139e-06
2263 | 1.5106e-06
2264 | 1.5073e-06
2265 | 1.504e-06
2266 | 1.5008e-06
2267 | 1.4975e-06
2268 | 1.4942e-06
2269 | 1.491e-06
2270 | 1.4877e-06
2271 | 1.4844e-06
2272 | 1.4812e-06
2273 | 1.478e-06
2274 | 1.4747e-06
2275 | 1.4715e-06
2276 | 1.4683e-06
2277 | 1.4651e-06
2278 | 1.4619e-06
2279 | 1.4587e-06
2280 | 1.4555e-06
2281 | 1.4523e-06
2282 | 1.4491e-06
2283 | 1.4459e-06
2284 | 1.4427e-06
2285 | 1.4396e-06
2286 | 1.4364e-06
2287 | 1.4333e-06
2288 | 1.4301e-06
2289 | 1.427e-06
2290 | 1.4238e-06
2291 | 1.4207e-06
2292 | 1.4176e-06
2293 | 1.4145e-06
2294 | 1.4113e-06
2295 | 1.4082e-06
2296 | 1.4051e-06
2297 | 1.402e-06
2298 | 1.3989e-06
2299 | 1.3959e-06
2300 | 1.3928e-06
2301 | 1.3897e-06
2302 | 1.3866e-06
2303 | 1.3836e-06
2304 | 1.3805e-06
2305 | 1.3775e-06
2306 | 1.3744e-06
2307 | 1.3714e-06
2308 | 1.3684e-06
2309 | 1.3653e-06
2310 | 1.3623e-06
2311 | 1.3593e-06
2312 | 1.3563e-06
2313 | 1.3533e-06
2314 | 1.3503e-06
2315 | 1.3473e-06
2316 | 1.3443e-06
2317 | 1.3413e-06
2318 | 1.3383e-06
2319 | 1.3354e-06
2320 | 1.3324e-06
2321 | 1.3294e-06
2322 | 1.3265e-06
2323 | 1.3235e-06
2324 | 1.3206e-06
2325 | 1.3177e-06
2326 | 1.3147e-06
2327 | 1.3118e-06
2328 | 1.3089e-06
2329 | 1.306e-06
2330 | 1.3031e-06
2331 | 1.3002e-06
2332 | 1.2973e-06
2333 | 1.2944e-06
2334 | 1.2915e-06
2335 | 1.2886e-06
2336 | 1.2857e-06
2337 | 1.2829e-06
2338 | 1.28e-06
2339 | 1.2771e-06
2340 | 1.2743e-06
2341 | 1.2714e-06
2342 | 1.2686e-06
2343 | 1.2658e-06
2344 | 1.2629e-06
2345 | 1.2601e-06
2346 | 1.2573e-06
2347 | 1.2545e-06
2348 | 1.2516e-06
2349 | 1.2488e-06
2350 | 1.246e-06
2351 | 1.2433e-06
2352 | 1.2405e-06
2353 | 1.2377e-06
2354 | 1.2349e-06
2355 | 1.2321e-06
2356 | 1.2294e-06
2357 | 1.2266e-06
2358 | 1.2238e-06
2359 | 1.2211e-06
2360 | 1.2183e-06
2361 | 1.2156e-06
2362 | 1.2129e-06
2363 | 1.2101e-06
2364 | 1.2074e-06
2365 | 1.2047e-06
2366 | 1.202e-06
2367 | 1.1993e-06
2368 | 1.1966e-06
2369 | 1.1939e-06
2370 | 1.1912e-06
2371 | 1.1885e-06
2372 | 1.1858e-06
2373 | 1.1831e-06
2374 | 1.1805e-06
2375 | 1.1778e-06
2376 | 1.1751e-06
2377 | 1.1725e-06
2378 | 1.1698e-06
2379 | 1.1672e-06
2380 | 1.1645e-06
2381 | 1.1619e-06
2382 | 1.1593e-06
2383 | 1.1566e-06
2384 | 1.154e-06
2385 | 1.1514e-06
2386 | 1.1488e-06
2387 | 1.1462e-06
2388 | 1.1436e-06
2389 | 1.141e-06
2390 | 1.1384e-06
2391 | 1.1358e-06
2392 | 1.1332e-06
2393 | 1.1307e-06
2394 | 1.1281e-06
2395 | 1.1255e-06
2396 | 1.123e-06
2397 | 1.1204e-06
2398 | 1.1179e-06
2399 | 1.1153e-06
2400 | 1.1128e-06
2401 | 1.1102e-06
2402 | 1.1077e-06
2403 | 1.1052e-06
2404 | 1.1027e-06
2405 | 1.1002e-06
2406 | 1.0976e-06
2407 | 1.0951e-06
2408 | 1.0926e-06
2409 | 1.0901e-06
2410 | 1.0877e-06
2411 | 1.0852e-06
2412 | 1.0827e-06
2413 | 1.0802e-06
2414 | 1.0777e-06
2415 | 1.0753e-06
2416 | 1.0728e-06
2417 | 1.0704e-06
2418 | 1.0679e-06
2419 | 1.0655e-06
2420 | 1.063e-06
2421 | 1.0606e-06
2422 | 1.0582e-06
2423 | 1.0557e-06
2424 | 1.0533e-06
2425 | 1.0509e-06
2426 | 1.0485e-06
2427 | 1.0461e-06
2428 | 1.0437e-06
2429 | 1.0413e-06
2430 | 1.0389e-06
2431 | 1.0365e-06
2432 | 1.0341e-06
2433 | 1.0317e-06
2434 | 1.0294e-06
2435 | 1.027e-06
2436 | 1.0246e-06
2437 | 1.0223e-06
2438 | 1.0199e-06
2439 | 1.0176e-06
2440 | 1.0152e-06
2441 | 1.0129e-06
2442 | 1.0105e-06
2443 | 1.0082e-06
2444 | 1.0059e-06
2445 | 1.0036e-06
2446 | 1.0012e-06
2447 | 9.9894e-07
2448 | 9.9663e-07
2449 | 9.9433e-07
2450 | 9.9203e-07
2451 | 9.8973e-07
2452 | 9.8744e-07
2453 | 9.8516e-07
2454 | 9.8288e-07
2455 | 9.806e-07
2456 | 9.7833e-07
2457 | 9.7607e-07
2458 | 9.7381e-07
2459 | 9.7155e-07
2460 | 9.693e-07
2461 | 9.6705e-07
2462 | 9.6481e-07
2463 | 9.6257e-07
2464 | 9.6033e-07
2465 | 9.581e-07
2466 | 9.5588e-07
2467 | 9.5366e-07
2468 | 9.5144e-07
2469 | 9.4923e-07
2470 | 9.4702e-07
2471 | 9.4482e-07
2472 | 9.4262e-07
2473 | 9.4043e-07
2474 | 9.3824e-07
2475 | 9.3605e-07
2476 | 9.3387e-07
2477 | 9.317e-07
2478 | 9.2952e-07
2479 | 9.2736e-07
2480 | 9.252e-07
2481 | 9.2304e-07
2482 | 9.2088e-07
2483 | 9.1873e-07
2484 | 9.1659e-07
2485 | 9.1445e-07
2486 | 9.1231e-07
2487 | 9.1018e-07
2488 | 9.0805e-07
2489 | 9.0593e-07
2490 | 9.0381e-07
2491 | 9.017e-07
2492 | 8.9959e-07
2493 | 8.9748e-07
2494 | 8.9538e-07
2495 | 8.9328e-07
2496 | 8.9119e-07
2497 | 8.891e-07
2498 | 8.8702e-07
2499 | 8.8494e-07
2500 | 8.8286e-07
2501 | 8.8079e-07
2502 | 8.7872e-07
2503 | 8.7666e-07
2504 | 8.746e-07
2505 | 8.7255e-07
2506 | 8.705e-07
2507 | 8.6845e-07
2508 | 8.6641e-07
2509 | 8.6437e-07
2510 | 8.6234e-07
2511 | 8.6031e-07
2512 | 8.5828e-07
2513 | 8.5626e-07
2514 | 8.5425e-07
2515 | 8.5223e-07
2516 | 8.5023e-07
2517 | 8.4822e-07
2518 | 8.4622e-07
2519 | 8.4423e-07
2520 | 8.4223e-07
2521 | 8.4025e-07
2522 | 8.3826e-07
2523 | 8.3628e-07
2524 | 8.3431e-07
2525 | 8.3234e-07
2526 | 8.3037e-07
2527 | 8.2841e-07
2528 | 8.2645e-07
2529 | 8.245e-07
2530 | 8.2255e-07
2531 | 8.206e-07
2532 | 8.1866e-07
2533 | 8.1672e-07
2534 | 8.1478e-07
2535 | 8.1285e-07
2536 | 8.1093e-07
2537 | 8.09e-07
2538 | 8.0709e-07
2539 | 8.0517e-07
2540 | 8.0326e-07
2541 | 8.0136e-07
2542 | 7.9945e-07
2543 | 7.9756e-07
2544 | 7.9566e-07
2545 | 7.9377e-07
2546 | 7.9188e-07
2547 | 7.9e-07
2548 | 7.8812e-07
2549 | 7.8625e-07
2550 | 7.8438e-07
2551 | 7.8251e-07
2552 | 7.8065e-07
2553 | 7.7879e-07
2554 | 7.7694e-07
2555 | 7.7509e-07
2556 | 7.7324e-07
2557 | 7.714e-07
2558 | 7.6956e-07
2559 | 7.6772e-07
2560 | 7.6589e-07
2561 | 7.6406e-07
2562 | 7.6224e-07
2563 | 7.6042e-07
2564 | 7.586e-07
2565 | 7.5679e-07
2566 | 7.5498e-07
2567 | 7.5318e-07
2568 | 7.5138e-07
2569 | 7.4958e-07
2570 | 7.4778e-07
2571 | 7.46e-07
2572 | 7.4421e-07
2573 | 7.4243e-07
2574 | 7.4065e-07
2575 | 7.3888e-07
2576 | 7.3711e-07
2577 | 7.3534e-07
2578 | 7.3358e-07
2579 | 7.3182e-07
2580 | 7.3006e-07
2581 | 7.2831e-07
2582 | 7.2656e-07
2583 | 7.2482e-07
2584 | 7.2308e-07
2585 | 7.2134e-07
2586 | 7.1961e-07
2587 | 7.1788e-07
2588 | 7.1615e-07
2589 | 7.1443e-07
2590 | 7.1271e-07
2591 | 7.1099e-07
2592 | 7.0928e-07
2593 | 7.0758e-07
2594 | 7.0587e-07
2595 | 7.0417e-07
2596 | 7.0247e-07
2597 | 7.0078e-07
2598 | 6.9909e-07
2599 | 6.9741e-07
2600 | 6.9572e-07
2601 | 6.9405e-07
2602 | 6.9237e-07
2603 | 6.907e-07
2604 | 6.8903e-07
2605 | 6.8737e-07
2606 | 6.8571e-07
2607 | 6.8405e-07
2608 | 6.824e-07
2609 | 6.8075e-07
2610 | 6.791e-07
2611 | 6.7746e-07
2612 | 6.7582e-07
2613 | 6.7418e-07
2614 | 6.7255e-07
2615 | 6.7092e-07
2616 | 6.6929e-07
2617 | 6.6767e-07
2618 | 6.6605e-07
2619 | 6.6444e-07
2620 | 6.6283e-07
2621 | 6.6122e-07
2622 | 6.5962e-07
2623 | 6.5802e-07
2624 | 6.5642e-07
2625 | 6.5482e-07
2626 | 6.5323e-07
2627 | 6.5165e-07
2628 | 6.5006e-07
2629 | 6.4848e-07
2630 | 6.469e-07
2631 | 6.4533e-07
2632 | 6.4376e-07
2633 | 6.4219e-07
2634 | 6.4063e-07
2635 | 6.3907e-07
2636 | 6.3751e-07
2637 | 6.3596e-07
2638 | 6.3441e-07
2639 | 6.3287e-07
2640 | 6.3132e-07
2641 | 6.2978e-07
2642 | 6.2825e-07
2643 | 6.2671e-07
2644 | 6.2518e-07
2645 | 6.2366e-07
2646 | 6.2213e-07
2647 | 6.2061e-07
2648 | 6.191e-07
2649 | 6.1759e-07
2650 | 6.1608e-07
2651 | 6.1457e-07
2652 | 6.1307e-07
2653 | 6.1157e-07
2654 | 6.1007e-07
2655 | 6.0858e-07
2656 | 6.0709e-07
2657 | 6.056e-07
2658 | 6.0412e-07
2659 | 6.0263e-07
2660 | 6.0116e-07
2661 | 5.9968e-07
2662 | 5.9821e-07
2663 | 5.9675e-07
2664 | 5.9528e-07
2665 | 5.9382e-07
2666 | 5.9236e-07
2667 | 5.9091e-07
2668 | 5.8946e-07
2669 | 5.8801e-07
2670 | 5.8656e-07
2671 | 5.8512e-07
2672 | 5.8368e-07
2673 | 5.8225e-07
2674 | 5.8081e-07
2675 | 5.7938e-07
2676 | 5.7796e-07
2677 | 5.7654e-07
2678 | 5.7512e-07
2679 | 5.737e-07
2680 | 5.7229e-07
2681 | 5.7087e-07
2682 | 5.6947e-07
2683 | 5.6806e-07
2684 | 5.6666e-07
2685 | 5.6526e-07
2686 | 5.6387e-07
2687 | 5.6248e-07
2688 | 5.6109e-07
2689 | 5.597e-07
2690 | 5.5832e-07
2691 | 5.5694e-07
2692 | 5.5556e-07
2693 | 5.5419e-07
2694 | 5.5282e-07
2695 | 5.5145e-07
2696 | 5.5009e-07
2697 | 5.4872e-07
2698 | 5.4737e-07
2699 | 5.4601e-07
2700 | 5.4466e-07
2701 | 5.4331e-07
2702 | 5.4196e-07
2703 | 5.4062e-07
2704 | 5.3928e-07
2705 | 5.3794e-07
2706 | 5.3661e-07
2707 | 5.3527e-07
2708 | 5.3395e-07
2709 | 5.3262e-07
2710 | 5.313e-07
2711 | 5.2998e-07
2712 | 5.2866e-07
2713 | 5.2735e-07
2714 | 5.2604e-07
2715 | 5.2473e-07
2716 | 5.2342e-07
2717 | 5.2212e-07
2718 | 5.2082e-07
2719 | 5.1953e-07
2720 | 5.1823e-07
2721 | 5.1694e-07
2722 | 5.1565e-07
2723 | 5.1437e-07
2724 | 5.1309e-07
2725 | 5.1181e-07
2726 | 5.1053e-07
2727 | 5.0926e-07
2728 | 5.0799e-07
2729 | 5.0672e-07
2730 | 5.0545e-07
2731 | 5.0419e-07
2732 | 5.0293e-07
2733 | 5.0168e-07
2734 | 5.0042e-07
2735 | 4.9917e-07
2736 | 4.9792e-07
2737 | 4.9668e-07
2738 | 4.9544e-07
2739 | 4.942e-07
2740 | 4.9296e-07
2741 | 4.9173e-07
2742 | 4.9049e-07
2743 | 4.8927e-07
2744 | 4.8804e-07
2745 | 4.8682e-07
2746 | 4.856e-07
2747 | 4.8438e-07
2748 | 4.8317e-07
2749 | 4.8195e-07
2750 | 4.8074e-07
2751 | 4.7954e-07
2752 | 4.7833e-07
2753 | 4.7713e-07
2754 | 4.7593e-07
2755 | 4.7474e-07
2756 | 4.7355e-07
2757 | 4.7235e-07
2758 | 4.7117e-07
2759 | 4.6998e-07
2760 | 4.688e-07
2761 | 4.6762e-07
2762 | 4.6644e-07
2763 | 4.6527e-07
2764 | 4.641e-07
2765 | 4.6293e-07
2766 | 4.6176e-07
2767 | 4.606e-07
2768 | 4.5944e-07
2769 | 4.5828e-07
2770 | 4.5712e-07
2771 | 4.5597e-07
2772 | 4.5482e-07
2773 | 4.5367e-07
2774 | 4.5253e-07
2775 | 4.5138e-07
2776 | 4.5024e-07
2777 | 4.4911e-07
2778 | 4.4797e-07
2779 | 4.4684e-07
2780 | 4.4571e-07
2781 | 4.4458e-07
2782 | 4.4346e-07
2783 | 4.4234e-07
2784 | 4.4122e-07
2785 | 4.401e-07
2786 | 4.3899e-07
2787 | 4.3787e-07
2788 | 4.3676e-07
2789 | 4.3566e-07
2790 | 4.3455e-07
2791 | 4.3345e-07
2792 | 4.3235e-07
2793 | 4.3126e-07
2794 | 4.3016e-07
2795 | 4.2907e-07
2796 | 4.2798e-07
2797 | 4.2689e-07
2798 | 4.2581e-07
2799 | 4.2473e-07
2800 | 4.2365e-07
2801 | 4.2257e-07
2802 | 4.215e-07
2803 | 4.2043e-07
2804 | 4.1936e-07
2805 | 4.1829e-07
2806 | 4.1723e-07
2807 | 4.1616e-07
2808 | 4.151e-07
2809 | 4.1405e-07
2810 | 4.1299e-07
2811 | 4.1194e-07
2812 | 4.1089e-07
2813 | 4.0984e-07
2814 | 4.088e-07
2815 | 4.0775e-07
2816 | 4.0671e-07
2817 | 4.0568e-07
2818 | 4.0464e-07
2819 | 4.0361e-07
2820 | 4.0258e-07
2821 | 4.0155e-07
2822 | 4.0052e-07
2823 | 3.995e-07
2824 | 3.9848e-07
2825 | 3.9746e-07
2826 | 3.9644e-07
2827 | 3.9543e-07
2828 | 3.9442e-07
2829 | 3.9341e-07
2830 | 3.924e-07
2831 | 3.9139e-07
2832 | 3.9039e-07
2833 | 3.8939e-07
2834 | 3.8839e-07
2835 | 3.874e-07
2836 | 3.8641e-07
2837 | 3.8541e-07
2838 | 3.8443e-07
2839 | 3.8344e-07
2840 | 3.8246e-07
2841 | 3.8147e-07
2842 | 3.8049e-07
2843 | 3.7952e-07
2844 | 3.7854e-07
2845 | 3.7757e-07
2846 | 3.766e-07
2847 | 3.7563e-07
2848 | 3.7466e-07
2849 | 3.737e-07
2850 | 3.7274e-07
2851 | 3.7178e-07
2852 | 3.7082e-07
2853 | 3.6987e-07
2854 | 3.6892e-07
2855 | 3.6796e-07
2856 | 3.6702e-07
2857 | 3.6607e-07
2858 | 3.6513e-07
2859 | 3.6419e-07
2860 | 3.6325e-07
2861 | 3.6231e-07
2862 | 3.6137e-07
2863 | 3.6044e-07
2864 | 3.5951e-07
2865 | 3.5858e-07
2866 | 3.5766e-07
2867 | 3.5673e-07
2868 | 3.5581e-07
2869 | 3.5489e-07
2870 | 3.5397e-07
2871 | 3.5306e-07
2872 | 3.5214e-07
2873 | 3.5123e-07
2874 | 3.5032e-07
2875 | 3.4942e-07
2876 | 3.4851e-07
2877 | 3.4761e-07
2878 | 3.4671e-07
2879 | 3.4581e-07
2880 | 3.4491e-07
2881 | 3.4402e-07
2882 | 3.4313e-07
2883 | 3.4224e-07
2884 | 3.4135e-07
2885 | 3.4046e-07
2886 | 3.3958e-07
2887 | 3.387e-07
2888 | 3.3782e-07
2889 | 3.3694e-07
2890 | 3.3607e-07
2891 | 3.3519e-07
2892 | 3.3432e-07
2893 | 3.3345e-07
2894 | 3.3258e-07
2895 | 3.3172e-07
2896 | 3.3086e-07
2897 | 3.2999e-07
2898 | 3.2914e-07
2899 | 3.2828e-07
2900 | 3.2742e-07
2901 | 3.2657e-07
2902 | 3.2572e-07
2903 | 3.2487e-07
2904 | 3.2402e-07
2905 | 3.2318e-07
2906 | 3.2234e-07
2907 | 3.2149e-07
2908 | 3.2066e-07
2909 | 3.1982e-07
2910 | 3.1898e-07
2911 | 3.1815e-07
2912 | 3.1732e-07
2913 | 3.1649e-07
2914 | 3.1566e-07
2915 | 3.1484e-07
2916 | 3.1401e-07
2917 | 3.1319e-07
2918 | 3.1237e-07
2919 | 3.1156e-07
2920 | 3.1074e-07
2921 | 3.0993e-07
2922 | 3.0912e-07
2923 | 3.0831e-07
2924 | 3.075e-07
2925 | 3.0669e-07
2926 | 3.0589e-07
2927 | 3.0509e-07
2928 | 3.0429e-07
2929 | 3.0349e-07
2930 | 3.0269e-07
2931 | 3.019e-07
2932 | 3.011e-07
2933 | 3.0031e-07
2934 | 2.9952e-07
2935 | 2.9874e-07
2936 | 2.9795e-07
2937 | 2.9717e-07
2938 | 2.9639e-07
2939 | 2.9561e-07
2940 | 2.9483e-07
2941 | 2.9406e-07
2942 | 2.9328e-07
2943 | 2.9251e-07
2944 | 2.9174e-07
2945 | 2.9097e-07
2946 | 2.9021e-07
2947 | 2.8944e-07
2948 | 2.8868e-07
2949 | 2.8792e-07
2950 | 2.8716e-07
2951 | 2.864e-07
2952 | 2.8564e-07
2953 | 2.8489e-07
2954 | 2.8414e-07
2955 | 2.8339e-07
2956 | 2.8264e-07
2957 | 2.8189e-07
2958 | 2.8115e-07
2959 | 2.8041e-07
2960 | 2.7967e-07
2961 | 2.7893e-07
2962 | 2.7819e-07
2963 | 2.7745e-07
2964 | 2.7672e-07
2965 | 2.7599e-07
2966 | 2.7526e-07
2967 | 2.7453e-07
2968 | 2.738e-07
2969 | 2.7308e-07
2970 | 2.7235e-07
2971 | 2.7163e-07
2972 | 2.7091e-07
2973 | 2.7019e-07
2974 | 2.6948e-07
2975 | 2.6876e-07
2976 | 2.6805e-07
2977 | 2.6734e-07
2978 | 2.6663e-07
2979 | 2.6592e-07
2980 | 2.6521e-07
2981 | 2.6451e-07
2982 | 2.638e-07
2983 | 2.631e-07
2984 | 2.624e-07
2985 | 2.6171e-07
2986 | 2.6101e-07
2987 | 2.6032e-07
2988 | 2.5962e-07
2989 | 2.5893e-07
2990 | 2.5824e-07
2991 | 2.5756e-07
2992 | 2.5687e-07
2993 | 2.5618e-07
2994 | 2.555e-07
2995 | 2.5482e-07
2996 | 2.5414e-07
2997 | 2.5346e-07
2998 | 2.5279e-07
2999 | 2.5211e-07
3000 | 2.5144e-07

## Efficiency
Using DEER2005FinalReport:
Lighting:
Incandescent (W) | CFL Replacement (W) | Number to replace | ΔW | Bulb Use (hrs/day) | Energy Savings (kWh/yr) | Cost($/bulb) | Life (yr)
40 | 9 | 0 | 31 | 0 | 0 | 1.72 | 9 |  | Bulb Use | Hours/Day
60 | 14 | 0 | 46 | 0 | 0 | 1.72 | 9 |  | Frequent | 6
75 | 20 | 0 | 55 | 0 | 0 | 6.97 | 9 |  | Moderate | 2.5
100 | 27 | 0 | 73 | 0 | 0 | 6.97 | 9 |  | Infrequent | 0.5
|  |  |  | Total saved: | 0 | kWh
|  |  |  | Cost: | 0
|  |  |  | Annualized Cost | 0
Refrigerators: | EnergyStar Website
Size | Brand | Model | Configuration | Volume | Adjusted Volume | kWh/year | Federal Standard (kWh/year) | Reduction | Price | Life (yr)
None | [5 empty] | 0 | 0 | 0 | 0 | 0
Small | GE | GTH16BBX | Top Freezer | 15.54 | 18.12 | 363 | 454 | 91 | 759 | 13
Medium | Amana | ABB1922FE* | Bottom Freezer | 18.51 | 22.03 | 448 | 560 | 112 | 1015 | 13
Large | Amana | ASD2522WE*0* | Side-by-Side | 25.41 | 31.7 | 577 | 726 | 149 | 1190 | 13
User Selection | None
Volume
Cost | 0
Annualized Cost | #NUM!
Life | 0
kWh reduced | 0
Insulation
http://www.etccreations.com/understandingthewall
http://coloradoenergy.org/procorner/stuff/r-values.htm
Talk w/ Paul Fissette
|  |  |  | Wall R-Value |  |  | Ceiling/ Roof R-Value
|  |  | No Insulation | 0 |  | No Insulation | 0
|  |  | Moderately Insulated | 11 |  | Poorly Insulated | 11
|  |  | Well Insulated | 19 |  | Moderately Insulated | 40
[6 empty] | Well Insulated | 60
Wall | Non Window Wall Area: | Wall - Stud R-Value | Percent of Wall made of Studs | Wall - Cavity R-value (not batting) | Wall Ins R-Val | Wall - R Value | Heating Degree Hours | MMBtu Loss | price $/ft2 * | Materials & Installation ($/ft2)
No Insulation | 0 | 7.12 | 0.23 | 2.73 | 2 | 5.1257 | 148204.5 | 0 | 0 | 0.5
Moderately Insulated | 0 | 7.12 | 0.23 | 2.73 | 11 | 11.3141 | 148204.5 | 0 | 0.2495 | 0.5
Well Insulated | 0 | 7.12 | 0.23 | 2.73 | 19 | 14.7627 | 148204.5 | 0 | 0 | 3.5 | **
Roof | Area | Roof Stud R-Value | % Roof made of studs | Roof - Cavity R-value (not batting) | Roof - Cavity Insulation R-Value | Roof - R Value | Heating Degree Hours | MMBtu Loss | price $/ft2 * | Materials & Installation ($/ft2)
No Insulation | 0 | 7.12 | 0.11 | 2.73 | 2 | 4.9113 | 148204.5 | 0 | 0 | 0.5
Poorly Insulated | 0 | 7.12 | 0.11 | 2.73 | 13 | 13.8833 | 148204.5 | 0 | 0.45998 | 0.5
Moderately Insulated | 0 | 7.12 | 0.11 | 2.73 | 40 | 27.565 | 148204.5 | 0 | 0 | 1.6 | **
Well Insulated | 0 | 7.12 | 0.11 | 2.73 | 60 | 33.7413 | 148204.5 | 0 | 0 | 1.75 | **
* homedepot.com
** insulation prices come from correspondence with Craig Marden, HAP Housing
|  | Heat Loss | Ins R Value | Total
Wall Current Insulation Level | 0 | 0
Wall New Insulation Level | 0 | 0
Roof Current Ins Level | Poorly Insulated | 0 | 13
Roof New Ins Level | Well Insulated | 0 | 60
|  | wall | roof
Total Heat Loss Change |  | 0 | 0 | 0
Installed Cost |  | 0 | 0 | 0
Windows
Floor Area (ft2) | 2200
Total Estimated Window Area (ft2) | 330 | estimated at 15% of floor area | www.efficientwindows.org
Representative Values
| U-Factor** (Btu/hr-ft2-F) | Area (ft2)** | Price** | $/ft2 | Installation ($/window) | Total Price ($/ft2) | # Replaced | Total Area | Heating Degree Hours | Btu Loss
Single Pane | 1 | 12.4342 |  |  |  |  | 0 | 0 | 148204.5 | 0
Double Pane | 0.5 | 12.4342 | 248 | 19.9449 | 100 | 27.9872 | 0 | 0 | 148204.5 | 0
Double Pane Low-e | 0.31 | 12.3467 | 387 | 31.3445 | 100 | 39.4438 | 0 | 0 | 148204.5 | 0
**andersenwindows.com
Current Windows: | 0
Replacement Windows: | 0
MMBtu Reduction: | 0
Installed Cost | 0
Federal Tax Credit (Windows & Insulation) | 10%
Max Credit Value: | 500
Tax Credit Savings | 0

## Daylighting
Cost per skylight ($)**: | 500
Installation per skylight ($) | 300
Dimming Equipment Cost ($/ft2)* | 0.7
Labor for Dimming Equip ($/ft2)* | 0.9
*California daylighting paper
**www.veluxusa.com
Total Install Cost: | 0
Maximum Skylight to Floor Ratio: | 0.08
Floor Area to be Daylit: | 0
Maximum Skylight Area: | 0
Area of typical Skylight (ft2): | 12
Max Number of Skylights Selection Menu: | 0
Lookup Name | Skylight0
Possible Menus (# skylights) | 0 | 1 | 2 | 3 | 4 | 5 | 6 | 7 | 8 | 9 | 10
| 0 | 0 | 0 | 0 | 0 | 0 | 0 | 0 | 0 | 0 | 0
|  | 1 | 1 | 1 | 1 | 1 | 1 | 1 | 1 | 1 | 1
|  |  | 2 | 2 | 2 | 2 | 2 | 2 | 2 | 2 | 2
|  |  |  | 3 | 3 | 3 | 3 | 3 | 3 | 3 | 3
[5 empty] | 4 | 4 | 4 | 4 | 4 | 4 | 4
[6 empty] | 5 | 5 | 5 | 5 | 5 | 5
[7 empty] | 6 | 6 | 6 | 6 | 6
[8 empty] | 7 | 7 | 7 | 7
[9 empty] | 8 | 8 | 8
[10 empty] | 9 | 9
10
Selected # of Skylights | 0
Total Skylight Area (ft2) | 0
Skylight to Floor Ratio | #DIV/0!
Assumed Well Factor | 0.9
Assumed Visible Transmittance | 0.5
Effective Aperature: | #DIV/0!
Daylighting Performance and Design by Gregg D Ander p232
Representative Daylighting Illuminances (footcandles)
EA = | #DIV/0!
| 1 | 2 | 3 | 4 | 5 | 6 | 7 | 8 | 9 | 10 | 11 | 12 | 13 | 14 | 15 | 16 | 17 | 18 | 19 | 20 | 21 | 22 | 23 | 24
Jan | 0 | 0 | 0 | 0 | 0 | 0 | 0 | #DIV/0! | #DIV/0! | #DIV/0! | #DIV/0! | #DIV/0! | #DIV/0! | #DIV/0! | #DIV/0! | #DIV/0! | #DIV/0! | 0 | 0 | 0 | 0 | 0 | 0 | 0
Feb | 0 | 0 | 0 | 0 | 0 | 0 | 0 | #DIV/0! | #DIV/0! | #DIV/0! | #DIV/0! | #DIV/0! | #DIV/0! | #DIV/0! | #DIV/0! | #DIV/0! | #DIV/0! | 0 | 0 | 0 | 0 | 0 | 0 | 0
Mar | 0 | 0 | 0 | 0 | 0 | 0 | #DIV/0! | #DIV/0! | #DIV/0! | #DIV/0! | #DIV/0! | #DIV/0! | #DIV/0! | #DIV/0! | #DIV/0! | #DIV/0! | #DIV/0! | #DIV/0! | 0 | 0 | 0 | 0 | 0 | 0
Apr | 0 | 0 | 0 | 0 | 0 | #DIV/0! | #DIV/0! | #DIV/0! | #DIV/0! | #DIV/0! | #DIV/0! | #DIV/0! | #DIV/0! | #DIV/0! | #DIV/0! | #DIV/0! | #DIV/0! | #DIV/0! | 0 | 0 | 0 | 0 | 0 | 0
May | 0 | 0 | 0 | 0 | 0 | #DIV/0! | #DIV/0! | #DIV/0! | #DIV/0! | #DIV/0! | #DIV/0! | #DIV/0! | #DIV/0! | #DIV/0! | #DIV/0! | #DIV/0! | #DIV/0! | #DIV/0! | #DIV/0! | 0 | 0 | 0 | 0 | 0
Jun | 0 | 0 | 0 | 0 | 0 | #DIV/0! | #DIV/0! | #DIV/0! | #DIV/0! | #DIV/0! | #DIV/0! | #DIV/0! | #DIV/0! | #DIV/0! | #DIV/0! | #DIV/0! | #DIV/0! | #DIV/0! | #DIV/0! | 0 | 0 | 0 | 0 | 0
Jul | 0 | 0 | 0 | 0 | 0 | #DIV/0! | #DIV/0! | #DIV/0! | #DIV/0! | #DIV/0! | #DIV/0! | #DIV/0! | #DIV/0! | #DIV/0! | #DIV/0! | #DIV/0! | #DIV/0! | #DIV/0! | #DIV/0! | 0 | 0 | 0 | 0 | 0
Aug | 0 | 0 | 0 | 0 | 0 | #DIV/0! | #DIV/0! | #DIV/0! | #DIV/0! | #DIV/0! | #DIV/0! | #DIV/0! | #DIV/0! | #DIV/0! | #DIV/0! | #DIV/0! | #DIV/0! | #DIV/0! | #DIV/0! | 0 | 0 | 0 | 0 | 0
Sep | 0 | 0 | 0 | 0 | 0 | 0 | #DIV/0! | #DIV/0! | #DIV/0! | #DIV/0! | #DIV/0! | #DIV/0! | #DIV/0! | #DIV/0! | #DIV/0! | #DIV/0! | #DIV/0! | #DIV/0! | 0 | 0 | 0 | 0 | 0 | 0
Oct | 0 | 0 | 0 | 0 | 0 | 0 | #DIV/0! | #DIV/0! | #DIV/0! | #DIV/0! | #DIV/0! | #DIV/0! | #DIV/0! | #DIV/0! | #DIV/0! | #DIV/0! | #DIV/0! | 0 | 0 | 0 | 0 | 0 | 0 | 0
Nov | 0 | 0 | 0 | 0 | 0 | 0 | 0 | #DIV/0! | #DIV/0! | #DIV/0! | #DIV/0! | #DIV/0! | #DIV/0! | #DIV/0! | #DIV/0! | #DIV/0! | 0 | 0 | 0 | 0 | 0 | 0 | 0 | 0
Dec | 0 | 0 | 0 | 0 | 0 | 0 | 0 | #DIV/0! | #DIV/0! | #DIV/0! | #DIV/0! | #DIV/0! | #DIV/0! | #DIV/0! | #DIV/0! | #DIV/0! | 0 | 0 | 0 | 0 | 0 | 0 | 0 | 0
Fraction of Lighting Energy Saved with Dimming Controls (from Graph in Ander)
| 1 | 2 | 3 | 4 | 5 | 6 | 7 | 8 | 9 | 10 | 11 | 12 | 13 | 14 | 15 | 16 | 17 | 18 | 19 | 20 | 21 | 22 | 23 | 24 | Days/Month
Jan | 0 | 0 | 0 | 0 | 0 | 0 | 0 | #DIV/0! | #DIV/0! | #DIV/0! | #DIV/0! | #DIV/0! | #DIV/0! | #DIV/0! | #DIV/0! | #DIV/0! | #DIV/0! | 0 | 0 | 0 | 0 | 0 | 0 | 0 | 31
Feb | 0 | 0 | 0 | 0 | 0 | 0 | 0 | #DIV/0! | #DIV/0! | #DIV/0! | #DIV/0! | #DIV/0! | #DIV/0! | #DIV/0! | #DIV/0! | #DIV/0! | #DIV/0! | 0 | 0 | 0 | 0 | 0 | 0 | 0 | 28
Mar | 0 | 0 | 0 | 0 | 0 | 0 | #DIV/0! | #DIV/0! | #DIV/0! | #DIV/0! | #DIV/0! | #DIV/0! | #DIV/0! | #DIV/0! | #DIV/0! | #DIV/0! | #DIV/0! | #DIV/0! | 0 | 0 | 0 | 0 | 0 | 0 | 31
Apr | 0 | 0 | 0 | 0 | 0 | #DIV/0! | #DIV/0! | #DIV/0! | #DIV/0! | #DIV/0! | #DIV/0! | #DIV/0! | #DIV/0! | #DIV/0! | #DIV/0! | #DIV/0! | #DIV/0! | #DIV/0! | 0 | 0 | 0 | 0 | 0 | 0 | 30
May | 0 | 0 | 0 | 0 | 0 | #DIV/0! | #DIV/0! | #DIV/0! | #DIV/0! | #DIV/0! | #DIV/0! | #DIV/0! | #DIV/0! | #DIV/0! | #DIV/0! | #DIV/0! | #DIV/0! | #DIV/0! | #DIV/0! | 0 | 0 | 0 | 0 | 0 | 31
Jun | 0 | 0 | 0 | 0 | 0 | #DIV/0! | #DIV/0! | #DIV/0! | #DIV/0! | #DIV/0! | #DIV/0! | #DIV/0! | #DIV/0! | #DIV/0! | #DIV/0! | #DIV/0! | #DIV/0! | #DIV/0! | #DIV/0! | 0 | 0 | 0 | 0 | 0 | 30
Jul | 0 | 0 | 0 | 0 | 0 | #DIV/0! | #DIV/0! | #DIV/0! | #DIV/0! | #DIV/0! | #DIV/0! | #DIV/0! | #DIV/0! | #DIV/0! | #DIV/0! | #DIV/0! | #DIV/0! | #DIV/0! | #DIV/0! | 0 | 0 | 0 | 0 | 0 | 31
Aug | 0 | 0 | 0 | 0 | 0 | #DIV/0! | #DIV/0! | #DIV/0! | #DIV/0! | #DIV/0! | #DIV/0! | #DIV/0! | #DIV/0! | #DIV/0! | #DIV/0! | #DIV/0! | #DIV/0! | #DIV/0! | #DIV/0! | 0 | 0 | 0 | 0 | 0 | 31
Sep | 0 | 0 | 0 | 0 | 0 | 0 | #DIV/0! | #DIV/0! | #DIV/0! | #DIV/0! | #DIV/0! | #DIV/0! | #DIV/0! | #DIV/0! | #DIV/0! | #DIV/0! | #DIV/0! | #DIV/0! | 0 | 0 | 0 | 0 | 0 | 0 | 30
Oct | 0 | 0 | 0 | 0 | 0 | 0 | #DIV/0! | #DIV/0! | #DIV/0! | #DIV/0! | #DIV/0! | #DIV/0! | #DIV/0! | #DIV/0! | #DIV/0! | #DIV/0! | #DIV/0! | 0 | 0 | 0 | 0 | 0 | 0 | 0 | 31
Nov | 0 | 0 | 0 | 0 | 0 | 0 | 0 | #DIV/0! | #DIV/0! | #DIV/0! | #DIV/0! | #DIV/0! | #DIV/0! | #DIV/0! | #DIV/0! | #DIV/0! | 0 | 0 | 0 | 0 | 0 | 0 | 0 | 0 | 30
Dec | 0 | 0 | 0 | 0 | 0 | 0 | 0 | #DIV/0! | #DIV/0! | #DIV/0! | #DIV/0! | #DIV/0! | #DIV/0! | #DIV/0! | #DIV/0! | #DIV/0! | 0 | 0 | 0 | 0 | 0 | 0 | 0 | 0 | 31
Full Load Lighting Power Estimation
Assume: | 1.8 | W/ft2 | This should change based on incandescent or CFL
Square Footage: | 0
Percentage of Lights in use
Workplace:
| 1 | 2 | 3 | 4 | 5 | 6 | 7 | 8 | 9 | 10 | 11 | 12 | 13 | 14 | 15 | 16 | 17 | 18 | 19 | 20 | 21 | 22 | 23 | 24 | Days/Month
Jan | 0 | 0 | 0 | 0 | 0 | 0 | 0.5 | 0.7 | 0.9 | 1 | 1 | 1 | 1 | 1 | 1 | 0.9 | 0.8 | 0.5 | 0.3 | 0 | 0 | 0 | 0 | 0 | 23
Feb | 0 | 0 | 0 | 0 | 0 | 0 | 0.5 | 0.7 | 0.9 | 1 | 1 | 1 | 1 | 1 | 1 | 0.9 | 0.8 | 0.5 | 0.3 | 0 | 0 | 0 | 0 | 0 | 20
Mar | 0 | 0 | 0 | 0 | 0 | 0 | 0.5 | 0.7 | 0.9 | 1 | 1 | 1 | 1 | 1 | 1 | 0.9 | 0.8 | 0.5 | 0.3 | 0 | 0 | 0 | 0 | 0 | 21
Apr | 0 | 0 | 0 | 0 | 0 | 0 | 0.5 | 0.7 | 0.9 | 1 | 1 | 1 | 1 | 1 | 1 | 0.9 | 0.8 | 0.5 | 0.3 | 0 | 0 | 0 | 0 | 0 | 22
May | 0 | 0 | 0 | 0 | 0 | 0 | 0.5 | 0.7 | 0.9 | 1 | 1 | 1 | 1 | 1 | 1 | 0.9 | 0.8 | 0.5 | 0.3 | 0 | 0 | 0 | 0 | 0 | 22
Jun | 0 | 0 | 0 | 0 | 0 | 0 | 0.5 | 0.7 | 0.9 | 1 | 1 | 1 | 1 | 1 | 1 | 0.9 | 0.8 | 0.5 | 0.3 | 0 | 0 | 0 | 0 | 0 | 21
Jul | 0 | 0 | 0 | 0 | 0 | 0 | 0.5 | 0.7 | 0.9 | 1 | 1 | 1 | 1 | 1 | 1 | 0.9 | 0.8 | 0.5 | 0.3 | 0 | 0 | 0 | 0 | 0 | 23
Aug | 0 | 0 | 0 | 0 | 0 | 0 | 0.5 | 0.7 | 0.9 | 1 | 1 | 1 | 1 | 1 | 1 | 0.9 | 0.8 | 0.5 | 0.3 | 0 | 0 | 0 | 0 | 0 | 21
Sep | 0 | 0 | 0 | 0 | 0 | 0 | 0.5 | 0.7 | 0.9 | 1 | 1 | 1 | 1 | 1 | 1 | 0.9 | 0.8 | 0.5 | 0.3 | 0 | 0 | 0 | 0 | 0 | 22
Oct | 0 | 0 | 0 | 0 | 0 | 0 | 0.5 | 0.7 | 0.9 | 1 | 1 | 1 | 1 | 1 | 1 | 0.9 | 0.8 | 0.5 | 0.3 | 0 | 0 | 0 | 0 | 0 | 23
Nov | 0 | 0 | 0 | 0 | 0 | 0 | 0.5 | 0.7 | 0.9 | 1 | 1 | 1 | 1 | 1 | 1 | 0.9 | 0.8 | 0.5 | 0.3 | 0 | 0 | 0 | 0 | 0 | 20
Dec | 0 | 0 | 0 | 0 | 0 | 0 | 0.5 | 0.7 | 0.9 | 1 | 1 | 1 | 1 | 1 | 1 | 0.9 | 0.8 | 0.5 | 0.3 | 0 | 0 | 0 | 0 | 0 | 23
Residence (weekday): | *Data from Building America Benchmark Spec
| 1 | 2 | 3 | 4 | 5 | 6 | 7 | 8 | 9 | 10 | 11 | 12 | 13 | 14 | 15 | 16 | 17 | 18 | 19 | 20 | 21 | 22 | 23 | 24 | Days/Month
Jan | 0.05 | 0.05 | 0.05 | 0.05 | 0.1 | 0.23 | 0.3 | 0.3 | 0.19 | 0.19 | 0.19 | 0.19 | 0.19 | 0.19 | 0.19 | 0.3 | 0.65 | 0.82 | 1 | 1 | 0.89 | 0.48 | 0.23 | 0.11 | 23
Feb | 0.05 | 0.05 | 0.05 | 0.05 | 0.1 | 0.23 | 0.3 | 0.3 | 0.19 | 0.19 | 0.19 | 0.19 | 0.19 | 0.19 | 0.19 | 0.3 | 0.65 | 0.82 | 1 | 1 | 0.89 | 0.48 | 0.23 | 0.11 | 20
Mar | 0.05 | 0.05 | 0.05 | 0.05 | 0.1 | 0.23 | 0.3 | 0.3 | 0.19 | 0.19 | 0.19 | 0.19 | 0.19 | 0.19 | 0.19 | 0.3 | 0.65 | 0.82 | 1 | 1 | 0.89 | 0.48 | 0.23 | 0.11 | 21
Apr | 0.05 | 0.05 | 0.05 | 0.05 | 0.1 | 0.23 | 0.3 | 0.3 | 0.19 | 0.19 | 0.19 | 0.19 | 0.19 | 0.19 | 0.19 | 0.3 | 0.65 | 0.82 | 1 | 1 | 0.89 | 0.48 | 0.23 | 0.11 | 22
May | 0.05 | 0.05 | 0.05 | 0.05 | 0.1 | 0.23 | 0.3 | 0.3 | 0.19 | 0.19 | 0.19 | 0.19 | 0.19 | 0.19 | 0.19 | 0.3 | 0.65 | 0.82 | 1 | 1 | 0.89 | 0.48 | 0.23 | 0.11 | 22
Jun | 0.05 | 0.05 | 0.05 | 0.05 | 0.1 | 0.23 | 0.3 | 0.3 | 0.19 | 0.19 | 0.19 | 0.19 | 0.19 | 0.19 | 0.19 | 0.3 | 0.65 | 0.82 | 1 | 1 | 0.89 | 0.48 | 0.23 | 0.11 | 21
Jul | 0.05 | 0.05 | 0.05 | 0.05 | 0.1 | 0.23 | 0.3 | 0.3 | 0.19 | 0.19 | 0.19 | 0.19 | 0.19 | 0.19 | 0.19 | 0.3 | 0.65 | 0.82 | 1 | 1 | 0.89 | 0.48 | 0.23 | 0.11 | 23
Aug | 0.05 | 0.05 | 0.05 | 0.05 | 0.1 | 0.23 | 0.3 | 0.3 | 0.19 | 0.19 | 0.19 | 0.19 | 0.19 | 0.19 | 0.19 | 0.3 | 0.65 | 0.82 | 1 | 1 | 0.89 | 0.48 | 0.23 | 0.11 | 21
Sep | 0.05 | 0.05 | 0.05 | 0.05 | 0.1 | 0.23 | 0.3 | 0.3 | 0.19 | 0.19 | 0.19 | 0.19 | 0.19 | 0.19 | 0.19 | 0.3 | 0.65 | 0.82 | 1 | 1 | 0.89 | 0.48 | 0.23 | 0.11 | 22
Oct | 0.05 | 0.05 | 0.05 | 0.05 | 0.1 | 0.23 | 0.3 | 0.3 | 0.19 | 0.19 | 0.19 | 0.19 | 0.19 | 0.19 | 0.19 | 0.3 | 0.65 | 0.82 | 1 | 1 | 0.89 | 0.48 | 0.23 | 0.11 | 23
Nov | 0.05 | 0.05 | 0.05 | 0.05 | 0.1 | 0.23 | 0.3 | 0.3 | 0.19 | 0.19 | 0.19 | 0.19 | 0.19 | 0.19 | 0.19 | 0.3 | 0.65 | 0.82 | 1 | 1 | 0.89 | 0.48 | 0.23 | 0.11 | 20
Dec | 0.05 | 0.05 | 0.05 | 0.05 | 0.1 | 0.23 | 0.3 | 0.3 | 0.19 | 0.19 | 0.19 | 0.19 | 0.19 | 0.19 | 0.19 | 0.3 | 0.65 | 0.82 | 1 | 1 | 0.89 | 0.48 | 0.23 | 0.11 | 23
Residence (weekend/holiday):
| 1 | 2 | 3 | 4 | 5 | 6 | 7 | 8 | 9 | 10 | 11 | 12 | 13 | 14 | 15 | 16 | 17 | 18 | 19 | 20 | 21 | 22 | 23 | 24 | Days/Month
Jan | 0 | 0 | 0 | 0 | 0 | 0 | 0.2 | 0.2 | 0.5 | 0.6 | 0.6 | 0.6 | 0.6 | 0.6 | 0.7 | 0.7 | 0.8 | 0.8 | 0.9 | 0.9 | 0.7 | 0 | 0 | 0 | 8
Feb | 0 | 0 | 0 | 0 | 0 | 0 | 0.2 | 0.2 | 0.5 | 0.6 | 0.6 | 0.6 | 0.6 | 0.6 | 0.7 | 0.7 | 0.8 | 0.8 | 0.9 | 0.9 | 0.7 | 0 | 0 | 0 | 8
Mar | 0 | 0 | 0 | 0 | 0 | 0 | 0.2 | 0.2 | 0.5 | 0.6 | 0.6 | 0.6 | 0.6 | 0.6 | 0.7 | 0.7 | 0.8 | 0.8 | 0.9 | 0.9 | 0.7 | 0 | 0 | 0 | 10
Apr | 0 | 0 | 0 | 0 | 0 | 0 | 0.2 | 0.2 | 0.5 | 0.6 | 0.6 | 0.6 | 0.6 | 0.6 | 0.7 | 0.7 | 0.8 | 0.8 | 0.9 | 0.9 | 0.7 | 0 | 0 | 0 | 8
May | 0 | 0 | 0 | 0 | 0 | 0 | 0.2 | 0.2 | 0.5 | 0.6 | 0.6 | 0.6 | 0.6 | 0.6 | 0.7 | 0.7 | 0.8 | 0.8 | 0.9 | 0.9 | 0.7 | 0 | 0 | 0 | 9
Jun | 0 | 0 | 0 | 0 | 0 | 0 | 0.2 | 0.2 | 0.5 | 0.6 | 0.6 | 0.6 | 0.6 | 0.6 | 0.7 | 0.7 | 0.8 | 0.8 | 0.9 | 0.9 | 0.7 | 0 | 0 | 0 | 9
Jul | 0 | 0 | 0 | 0 | 0 | 0 | 0.2 | 0.2 | 0.5 | 0.6 | 0.6 | 0.6 | 0.6 | 0.6 | 0.7 | 0.7 | 0.8 | 0.8 | 0.9 | 0.9 | 0.7 | 0 | 0 | 0 | 8
Aug | 0 | 0 | 0 | 0 | 0 | 0 | 0.2 | 0.2 | 0.5 | 0.6 | 0.6 | 0.6 | 0.6 | 0.6 | 0.7 | 0.7 | 0.8 | 0.8 | 0.9 | 0.9 | 0.7 | 0 | 0 | 0 | 10
Sep | 0 | 0 | 0 | 0 | 0 | 0 | 0.2 | 0.2 | 0.5 | 0.6 | 0.6 | 0.6 | 0.6 | 0.6 | 0.7 | 0.7 | 0.8 | 0.8 | 0.9 | 0.9 | 0.7 | 0 | 0 | 0 | 8
Oct | 0 | 0 | 0 | 0 | 0 | 0 | 0.2 | 0.2 | 0.5 | 0.6 | 0.6 | 0.6 | 0.6 | 0.6 | 0.7 | 0.7 | 0.8 | 0.8 | 0.9 | 0.9 | 0.7 | 0 | 0 | 0 | 8
Nov | 0 | 0 | 0 | 0 | 0 | 0 | 0.2 | 0.2 | 0.5 | 0.6 | 0.6 | 0.6 | 0.6 | 0.6 | 0.7 | 0.7 | 0.8 | 0.8 | 0.9 | 0.9 | 0.7 | 0 | 0 | 0 | 10
Dec | 0 | 0 | 0 | 0 | 0 | 0 | 0.2 | 0.2 | 0.5 | 0.6 | 0.6 | 0.6 | 0.6 | 0.6 | 0.7 | 0.7 | 0.8 | 0.8 | 0.9 | 0.9 | 0.7 | 0 | 0 | 0 | 8
Facility Type Selection | Residential
Energy Savings (kWh) Weekday
| 1 | 2 | 3 | 4 | 5 | 6 | 7 | 8 | 9 | 10 | 11 | 12 | 13 | 14 | 15 | 16 | 17 | 18 | 19 | 20 | 21 | 22 | 23 | 24
Jan | 0 | 0 | 0 | 0 | 0 | 0 | 0 | #DIV/0! | #DIV/0! | #DIV/0! | #DIV/0! | #DIV/0! | #DIV/0! | #DIV/0! | #DIV/0! | #DIV/0! | #DIV/0! | 0 | 0 | 0 | 0 | 0 | 0 | 0
Feb | 0 | 0 | 0 | 0 | 0 | 0 | 0 | #DIV/0! | #DIV/0! | #DIV/0! | #DIV/0! | #DIV/0! | #DIV/0! | #DIV/0! | #DIV/0! | #DIV/0! | #DIV/0! | 0 | 0 | 0 | 0 | 0 | 0 | 0
Mar | 0 | 0 | 0 | 0 | 0 | 0 | #DIV/0! | #DIV/0! | #DIV/0! | #DIV/0! | #DIV/0! | #DIV/0! | #DIV/0! | #DIV/0! | #DIV/0! | #DIV/0! | #DIV/0! | #DIV/0! | 0 | 0 | 0 | 0 | 0 | 0
Apr | 0 | 0 | 0 | 0 | 0 | #DIV/0! | #DIV/0! | #DIV/0! | #DIV/0! | #DIV/0! | #DIV/0! | #DIV/0! | #DIV/0! | #DIV/0! | #DIV/0! | #DIV/0! | #DIV/0! | #DIV/0! | 0 | 0 | 0 | 0 | #DIV/0! | #DIV/0!
May | 0 | 0 | 0 | 0 | 0 | #DIV/0! | #DIV/0! | #DIV/0! | #DIV/0! | #DIV/0! | #DIV/0! | #DIV/0! | #DIV/0! | #DIV/0! | #DIV/0! | #DIV/0! | #DIV/0! | #DIV/0! | #DIV/0! | 0 | 0 | 0 | #DIV/0! | #DIV/0!
Jun | 0 | 0 | 0 | 0 | 0 | #DIV/0! | #DIV/0! | #DIV/0! | #DIV/0! | #DIV/0! | #DIV/0! | #DIV/0! | #DIV/0! | #DIV/0! | #DIV/0! | #DIV/0! | #DIV/0! | #DIV/0! | #DIV/0! | 0 | 0 | #DIV/0! | #DIV/0! | #DIV/0!
Jul | 0 | 0 | 0 | 0 | 0 | #DIV/0! | #DIV/0! | #DIV/0! | #DIV/0! | #DIV/0! | #DIV/0! | #DIV/0! | #DIV/0! | #DIV/0! | #DIV/0! | #DIV/0! | #DIV/0! | #DIV/0! | #DIV/0! | 0 | #DIV/0! | #DIV/0! | #DIV/0! | #DIV/0!
Aug | 0 | 0 | 0 | 0 | 0 | #DIV/0! | #DIV/0! | #DIV/0! | #DIV/0! | #DIV/0! | #DIV/0! | #DIV/0! | #DIV/0! | #DIV/0! | #DIV/0! | #DIV/0! | #DIV/0! | #DIV/0! | #DIV/0! | 0 | #DIV/0! | #DIV/0! | #DIV/0! | #DIV/0!
Sep | 0 | 0 | 0 | 0 | 0 | 0 | #DIV/0! | #DIV/0! | #DIV/0! | #DIV/0! | #DIV/0! | #DIV/0! | #DIV/0! | #DIV/0! | #DIV/0! | #DIV/0! | #DIV/0! | #DIV/0! | 0 | 0 | #DIV/0! | #DIV/0! | #DIV/0! | #DIV/0!
Oct | 0 | 0 | 0 | 0 | 0 | 0 | #DIV/0! | #DIV/0! | #DIV/0! | #DIV/0! | #DIV/0! | #DIV/0! | #DIV/0! | #DIV/0! | #DIV/0! | #DIV/0! | #DIV/0! | 0 | 0 | 0 | #DIV/0! | #DIV/0! | #DIV/0! | #DIV/0!
Nov | 0 | 0 | 0 | 0 | 0 | 0 | 0 | #DIV/0! | #DIV/0! | #DIV/0! | #DIV/0! | #DIV/0! | #DIV/0! | #DIV/0! | #DIV/0! | #DIV/0! | 0 | 0 | 0 | 0 | #DIV/0! | #DIV/0! | #DIV/0! | #DIV/0!
Dec | 0 | 0 | 0 | 0 | 0 | 0 | 0 | #DIV/0! | #DIV/0! | #DIV/0! | #DIV/0! | #DIV/0! | #DIV/0! | #DIV/0! | #DIV/0! | #DIV/0! | 0 | 0 | 0 | 0 | 0 | #DIV/0! | #DIV/0! | #DIV/0!
Energy Savings (kWh) Weekend
| 1 | 2 | 3 | 4 | 5 | 6 | 7 | 8 | 9 | 10 | 11 | 12 | 13 | 14 | 15 | 16 | 17 | 18 | 19 | 20 | 21 | 22 | 23 | 24
Jan | 0 | 0 | 0 | 0 | 0 | 0 | 0 | #DIV/0! | #DIV/0! | #DIV/0! | #DIV/0! | #DIV/0! | #DIV/0! | #DIV/0! | #DIV/0! | #DIV/0! | #DIV/0! | 0 | 0 | 0 | 0 | 0 | 0 | 0
Feb | 0 | 0 | 0 | 0 | 0 | 0 | 0 | #DIV/0! | #DIV/0! | #DIV/0! | #DIV/0! | #DIV/0! | #DIV/0! | #DIV/0! | #DIV/0! | #DIV/0! | #DIV/0! | 0 | 0 | 0 | 0 | 0 | 0 | 0
Mar | 0 | 0 | 0 | 0 | 0 | 0 | #DIV/0! | #DIV/0! | #DIV/0! | #DIV/0! | #DIV/0! | #DIV/0! | #DIV/0! | #DIV/0! | #DIV/0! | #DIV/0! | #DIV/0! | #DIV/0! | 0 | 0 | 0 | 0 | 0 | 0
Apr | 0 | 0 | 0 | 0 | 0 | #DIV/0! | #DIV/0! | #DIV/0! | #DIV/0! | #DIV/0! | #DIV/0! | #DIV/0! | #DIV/0! | #DIV/0! | #DIV/0! | #DIV/0! | #DIV/0! | #DIV/0! | 0 | 0 | 0 | 0 | 0 | 0
May | 0 | 0 | 0 | 0 | 0 | #DIV/0! | #DIV/0! | #DIV/0! | #DIV/0! | #DIV/0! | #DIV/0! | #DIV/0! | #DIV/0! | #DIV/0! | #DIV/0! | #DIV/0! | #DIV/0! | #DIV/0! | #DIV/0! | 0 | 0 | 0 | 0 | 0
Jun | 0 | 0 | 0 | 0 | 0 | #DIV/0! | #DIV/0! | #DIV/0! | #DIV/0! | #DIV/0! | #DIV/0! | #DIV/0! | #DIV/0! | #DIV/0! | #DIV/0! | #DIV/0! | #DIV/0! | #DIV/0! | #DIV/0! | 0 | 0 | 0 | 0 | 0
Jul | 0 | 0 | 0 | 0 | 0 | #DIV/0! | #DIV/0! | #DIV/0! | #DIV/0! | #DIV/0! | #DIV/0! | #DIV/0! | #DIV/0! | #DIV/0! | #DIV/0! | #DIV/0! | #DIV/0! | #DIV/0! | #DIV/0! | 0 | 0 | 0 | 0 | 0
Aug | 0 | 0 | 0 | 0 | 0 | #DIV/0! | #DIV/0! | #DIV/0! | #DIV/0! | #DIV/0! | #DIV/0! | #DIV/0! | #DIV/0! | #DIV/0! | #DIV/0! | #DIV/0! | #DIV/0! | #DIV/0! | #DIV/0! | 0 | 0 | 0 | 0 | 0
Sep | 0 | 0 | 0 | 0 | 0 | 0 | #DIV/0! | #DIV/0! | #DIV/0! | #DIV/0! | #DIV/0! | #DIV/0! | #DIV/0! | #DIV/0! | #DIV/0! | #DIV/0! | #DIV/0! | #DIV/0! | 0 | 0 | 0 | 0 | 0 | 0
Oct | 0 | 0 | 0 | 0 | 0 | 0 | #DIV/0! | #DIV/0! | #DIV/0! | #DIV/0! | #DIV/0! | #DIV/0! | #DIV/0! | #DIV/0! | #DIV/0! | #DIV/0! | #DIV/0! | 0 | 0 | 0 | 0 | 0 | 0 | 0
Nov | 0 | 0 | 0 | 0 | 0 | 0 | 0 | #DIV/0! | #DIV/0! | #DIV/0! | #DIV/0! | #DIV/0! | #DIV/0! | #DIV/0! | #DIV/0! | #DIV/0! | 0 | 0 | 0 | 0 | 0 | 0 | 0 | 0
Dec | 0 | 0 | 0 | 0 | 0 | 0 | 0 | #DIV/0! | #DIV/0! | #DIV/0! | #DIV/0! | #DIV/0! | #DIV/0! | #DIV/0! | #DIV/0! | #DIV/0! | 0 | 0 | 0 | 0 | 0 | 0 | 0 | 0
Total Annual Savings (kWh) | 0

## Fuel
Heat Content
None | 0 | Btu/gallon
Oil | 138000 | Btu/gallon
Propane | 91500 | Btu/gallon
Natural Gas | 100000 | Btu/therm
B100 | 117468 | Btu/gallon
Electric | 3412.14 | Btu/kWh